## Sheet1
May 03, 2025 |  | LXI Devices - List of Conformant Products
Vendor | Category | Product |  |  |  | Extended Functions | Approval Date
|  |  | Members | No | Description
Thurlby Thandar Instruments | Power Supplies | MX1xx | MX100TP | 2 | DC Power Supply 315W |  | Sep 30, 2014
|  |  | MX180TP |  | DC Power Supply 375W
AMETEK Programmable Power | AC Power Supplies | i/iX | 3001i/iX | 24 | AC Power Supply i/iX Series |  | Sep 29, 2011
5001i/iX
6000i/iX
6002i/iX
9001i/iX
9003i/iX
10001i/iX
10002i/iX
15001i/iX
15003i/iX
20002i/iX
30003i/iX
AMETEK Programmable Power | AC Power Supplies | MX | MX15-1 | 17 | AC Power Supply MX Series |  | Sep 29, 2011
MX15-1Pi
MX30-1
MX45-1
MX30-3
MX45-3
MX60-3
MX90-3
MX135-3
MX30-3Pi
MX45-3Pi
MX60-3Pi
MX90-3Pi
MX135-3Pi
MX180-3Pi
MX225-3Pi
MX270-3Pi
AMETEK Programmable Power | AC Power Supplies | RS | RS90-3Pi | 6 | AC Power Supply RS Series |  | Sep 29, 2011
RS180-3Pi
RS270-3Pi
RS360-3Pi
RS450-3Pi
RS540-3Pi
AMETEK Programmable Power | AC Power Supplies | Ls/Lx | 3000Ls/Lx | 14 | AC Power Supply Ls/Lx Series |  | Sep 29, 2011
4500Ls/Lx
6000Ls/Lx
9000Ls/Lx
12000Ls/Lx
13500Ls/Lx
18000Ls/Lx
AMETEK Programmable Power | AC Power Supplies | FCS | FCS18 | 3 | AC Power Supply FCS Series |  | Sep 29, 2011
FCS36
FCS54
AMETEK Programmable Power | AC Power Supplies | CSW | CSW5550 | 8 | AC Power Supply CSW Series |  | Sep 29, 2011
CSW11100
CSW16650
CSW22200
CSW27750
CSW33300
CSW38850
CSW44400
AMETEK Programmable Power | AC Power Supplies | LD | 3091LD | 12 | AC Power Supply LD Series |  | Sep 29, 2011
6091LD
9091LD
12091LD
6092LD
12092LD
18092LD
24092LD
9093LD
18093LD
27093LD
36093LD
AMETEK Programmable Power | AC Power Supplies | CS | 3000CS | 5 | AC Power Supply CS Series |  | Sep 29, 2011
4500CS
9000CS
13500CS
18000CS
Keysight Technologies | LCR Meter | E4980 Series | E4980A | 1 | Precision LCR Meter |  | Sep 27, 2017
Keysight Technologies | Oszilloscopes | 1xxx | DSOX1204A | 2 | 1000 series Oscilloscope | HiSLIP | Sep 26, 2019
|  |  | DSOX1204G |  |  | VXI-11
IPv6
Keysight Technologies | Signal Generators | N5166B | N5166B | 1 | RF/Microwave Signal Generator | VXI-11 | Sep 26, 2019
Keysight Technologies | LCR Meter | E4982A | E4982A | 1 | LCR Meter |  | Sep 25, 2020
CHYNG HONG ELECTRONIC Co | Power Supplies | DSP-WR | DSP40-360WR - DSP650-23WR | 188 | DSP-WR Power Supplies |  | Sep 21, 2016
|  |  | DSP40-720WR - DSP1300-23WR |  | 5kW
|  |  | DSP40-1080WR - DSP1950-23WR |  | 10kW
|  |  | DSP40-1440WR - DSP1300-46WR |  | 15kW
|  |  | DSP40-2160WR - DSP1950-46WR |  | 20kW
|  |  | DSP80-1440WR - DSP1300-92WR |  | 30kW
|  |  | DSP40-3240WR - DSP1950-69WR |  | 40kW
|  |  | DSP80-1800WR - DSP1300-115WR |  | 45kW
|  |  | DSP40-4320WR - DSP1950-92WR |  | 50kW
|  |  | DSP80-2520WR - DSP1300-161WR |  | 60kW
|  |  | DSP40-5400WR - DSP1950-115WR |  | 70kW
|  |  | DSP80-2880WR - DSP1300-184WR |  | 75kW
|  |  | DSP40-6480WR - DSP1950-138WR |  | 80kW
|  |  | DSP80-3600WR - DSP1300-230WR |  | 90kW
|  |  | DSP40-7560WR - DSP1950-161WR |  | 100kW
|  |  | DSP40-8640WR - DSP1950-184WR |  | 105kW
|  |  | DSP40-9720WR - DSP1950-207WR |  | 120kW
|  |  | DSP40-10800WR - DSP1950-230WR |  | 135kW
150kW
CHYNG HONG ELECTRONIC Co | Power Supplies | DSP-WE | DSP40-360WE - DSP650-23WE | 188 | DSP-WE Power Supplies |  | Sep 21, 2016
|  |  | DSP40-720WE - DSP1300-23WE |  | 5kW
|  |  | DSP40-1080WE - DSP1950-23WE |  | 10kW
|  |  | DSP40-1440WE - DSP1300-46WE |  | 15kW
|  |  | DSP40-2160WE - DSP1950-46WE |  | 20kW
|  |  | DSP80-1440WE - DSP1300-92WE |  | 30kW
|  |  | DSP40-3240WE - DSP1950-69WE |  | 40kW
|  |  | DSP80-1800WE - DSP1300-115WE |  | 45kW
|  |  | DSP40-4320WE - DSP1950-92WE |  | 50kW
|  |  | DSP80-2520WE - DSP1300-161WE |  | 60kW
|  |  | DSP40-5400WE - DSP1950-115WE |  | 70kW
|  |  | DSP80-2880WE - DSP1300-184WE |  | 75kW
|  |  | DSP40-6480WE - DSP1950-138WE |  | 80kW
|  |  | DSP80-3600WE - DSP1300-230WE |  | 90kW
|  |  | DSP40-7560WE - DSP1950-161WE |  | 100kW
|  |  | DSP40-8640WE - DSP1950-184WE |  | 105kW
|  |  | DSP40-9720WE - DSP1950-207WE |  | 120kW
|  |  | DSP40-10800WE - DSP1950-230WE |  | 135kW
150kW
CHYNG HONG ELECTRONIC Co | Power Supplies | DSP-WA | DSP40-360WA - DSP650-23WA | 188 | DSP-WA Power Supplies |  | Sep 21, 2016
|  |  | DSP40-720WA - DSP1300-23WA |  | 5kW
|  |  | DSP40-1080WA - DSP1950-23WA |  | 10kW
|  |  | DSP40-1440WA - DSP1300-46WA |  | 15kW
|  |  | DSP40-2160WA- DSP1950-46WA |  | 20kW
|  |  | DSP80-1440WA - DSP1300-92WA |  | 30kW
|  |  | DSP40-3240WA - DSP1950-69WA |  | 40kW
|  |  | DSP80-1800WA - DSP1300-115WA |  | 45kW
|  |  | DSP40-4320WA - DSP1950-92WA |  | 50kW
|  |  | DSP80-2520WA - DSP1300-161WA |  | 60kW
|  |  | DSP40-5400WA - DSP1950-115WA |  | 70kW
|  |  | DSP80-2880WA - DSP1300-184WA |  | 75kW
|  |  | DSP40-6480WA - DSP1950-138WA |  | 80kW
|  |  | DSP80-3600WA - DSP1300-230WA |  | 90kW
|  |  | DSP40-7560WA - DSP1950-161WA |  | 100kW
|  |  | DSP40-8640WA - DSP1950-184WA |  | 105kW
|  |  | DSP40-9720WA - DSP1950-207WA |  | 120kW
|  |  | DSP40-10800WA - DSP1950-230WA |  | 135kW
150kW
CHYNG HONG ELECTRONIC Co | Power Supplies | DSP-WS | DSP40-360WS - DSP650-23WS | 188 | DSP-WS Power Supplies |  | Sep 21, 2016
|  |  | DSP40-720WS - DSP1300-23WS |  | 5kW
|  |  | DSP40-1080WS - DSP1950-23WS |  | 10kW
|  |  | DSP40-1440WS - DSP1300-46WS |  | 15kW
|  |  | DSP40-2160WS- DSP1950-46WS |  | 20kW
|  |  | DSP80-1440WS - DSP1300-92WS |  | 30kW
|  |  | DSP40-3240WS - DSP1950-69WS |  | 40kW
|  |  | DSP80-1800WS - DSP1300-115WS |  | 45kW
|  |  | DSP40-4320WS - DSP1950-92WS |  | 50kW
|  |  | DSP80-2520WS - DSP1300-161WS |  | 60kW
|  |  | DSP40-5400WS - DSP1950-115WS |  | 70kW
|  |  | DSP80-2880WS - DSP1300-184WS |  | 75kW
|  |  | DSP40-6480WS - DSP1950-138WS |  | 80kW
|  |  | DSP80-3600WS - DSP1300-230WS |  | 90kW
|  |  | DSP40-7560WS - DSP1950-161WS |  | 100kW
|  |  | DSP40-8640WS - DSP1950-184WS |  | 105kW
|  |  | DSP40-9720WS - DSP1950-207WS |  | 120kW
|  |  | DSP40-10800WS - DSP1950-230WS |  | 135kW
150kW
Rigol Technologies | Oscilloscopes | DS4000 | DS4054 | 16 | Digital Oscilloscopes |  | Sep 14, 2011
|  |  | DS4034 |  | 4 Channel / 2 Channel
|  |  | DS4024 |  | 100MHz/200MHz/350MHz/500MHz
DS4014
DS4052
DS4032
DS4022
DS4012
DS4054D
DS4034D
DS4024D
DS4014D
DS4052D
DS4032D
DS4022D
DS4012D
Rigol Technologies | Function / AWG | DG4xxx | DG4162 | 4 | 160 MHz, 2 Channel Function/Arb |  | Sep 14, 2011
|  |  | DG4102 |  | 100 MHz, 2 Channel Function/Arb
|  |  | DG4072 |  | 70 MHz, 2 Channel Function/Arb
|  |  | DG4062 |  | 60 MHz, 2 Channel Function/Arb
Bustec | Function Card Carrier | ProDAQ 6100 | ProDAQ 6100 | 1 | LXI Function Card Carrier | Wired Trigger Bus | Sep 11, 2009
Event Messaging
Clock Synch 1588
Timestamped Data
Event Logs
Rohde & Schwarz | Spectrum Analyzer | FSU | FSU67 | 1 | Spectrum Analyzer 67 GHz |  | Sep 10, 2007
Hitech Group International Ltd | Function / AWG | HTLX37xx | HTLX3730B | 1 | Arbitrary Waveform Generator | Event Messaging | Sep 09, 2011
Clock Synch 1588
Timestamped Data
Event Logs
Hitech Group International Ltd | Data Aquisition | HTLX4xxx | HTLX4484B | 3 | Simultaneous DAQ | Event Messaging | Sep 09, 2011
|  |  | HTLX4387B |  | Multifunction DAQ | Clock Synch 1588
|  |  | HTLX4387C |  | Multifunction DAQ | Timestamped Data
Event Logs
Keysight Technologies | Impedance Analyzer | E499x | E4991B | 1 | Impedance Analyzer |  | Sep 08, 2014
Siglent Technologies | Vector Network Analyzer | SNA5000 Series | SNA5052X | 12 | SNA5000 Series Vector Network Analyzer |  | Sep 06, 2024
SNA5082X
SNA5052X
SNA5082X
SNA5002A
SNA5004A
SNA5012A
SNA5014A
SNA5022A
SNA5024A
SNA5032A
SNA5034A
EADS North America Test and Services | Switching | 125x | 1256L | 1 | Switch Control Chassis |  | Sep 06, 2012
Keysight Technologies | Source Measure Unit | B29xx | B2901A | 4 | Precision SMU, 1CH, 5½ Digits |  | Sep 06, 2012
|  |  | B2902A |  | Precision SMU, 2CH, 5½ Digits
|  |  | B2911A |  | Precision SMU, 1CH, 6½ Digits
|  |  | B2912A |  | Precision SMU, 2CH, 6½ Digits
Keithley | Signal Analyzer | 2810 | 2810-F | 4 | RF Vector Signal Analyzer |  | Sep 05, 2006
2810-FRK
2810-RRK
2810-R
C&H Technologies | LXI Bridge | EM405-8 | EM405-8 | 1 | Ethernet M-Module Carrier |  | Sep 05, 2006
LXI Bridge
VTI Instruments | Thermocouple Instrument | EX10xx | EX1048A | 1 | 48 Channel Precision | Wired Trigger Bus | Sep 05, 2006
[5 empty] | Thermocouple Instrument | Event Messaging
Clock Synch 1588
Timestamped Data
Event Logs
Keysight Technologies | Signal Generators | MXG | N5181A | 2 | MXG Analog Signal Generator |  | Sep 05, 2006
|  |  | N5182A |  | MXG Vector Signal Generator
Kikusui Electronics | Power Supplies | PMX-E Series | PMX18-2E | 9 | PMX-E Series DC Power Supply | HiSLIP | Sep 04, 2024
|  |  | PMX18-5E |  |  | VXI-11
PMX35-1E
PMX35-3E
PMX70-1E
PMX110-0.6E
PMX250-0.25E
PMX350-0.2E
PMX500-0.1E
Keysight Technologies | Network Analyzer | ENA-L | E5061B | 1 | ENA-L Network Analyzer, 5 Hz - 3 GHz |  | Sep 04, 2009
Thurlby Thandar Instruments | Electronic Load | LDP400 | LDP400P | 1 | 400W DC Electronic Load |  | Sep 02, 2014
Keysight Technologies | Power Supplies | N79xx | N7950A | 12 | Dynamic DC Power Supplies |  | Sep 02, 2013
N7951A
N7952A
N7953A
N7954A
N7970A
N7971A
N7972A
N7973A
N7974A
N7976A
N7977A
Keysight Technologies | Power Supplies | N69xx | N6950A | 12 | Dynamic DC Power Supplies |  | Sep 02, 2013
N6951A
N6952A
N6953A
N6954A
N6970A
N6971A
N6972A
N6973A
N6974A
N6976A
N6977A
ZTEC | Oscilloscopes | ZT44xx | ZT4442 | 6 | 2 Channel M-Class Precision DSO |  | Sep 02, 2009
|  |  | ZT4441 |  | 4 Channel M-Class Precision DSO
|  |  | ZT4432 |  | 2 Channel M-Class Precision DSO
|  |  | ZT4431 |  | 4 Channel M-Class Precision DSO
|  |  | ZT4422 |  | 2 Channel M-Class Precision DSO
|  |  | ZT4421 |  | 4 Channel M-Class Precision DSO
Good Will Instrument | Spectrum Analyzer | GSP-93xx | GSP-9330 | 1 | Spectrum Analyzer 3.25 GHz |  | Sep 01, 2016
Informtest Ltd | Mezzanine Carrier | MezaBox | UNMBASE | 1 | Multifunctional Mainframe |  | Oct 30, 2009
Keysight Technologies | Network Analyzer | ENA-X Network Analyzer | E5081A | 1 | ENA-X Network Analyzers | HiSLIP | Oct 28, 2024
VXI-11
Pickering | Switch | 60-730 | 60-730 | 4 | 32x16 |  | Oct 28, 2009
16x16 1.5 GHz RF-Matrix
16x8
8x8
Pickering | Switch | 60-770 | 60-770 | 4 | 32x16 |  | Oct 28, 2009
16x16 3 GHz RF-Matrix
16x8
8x9
Rigol Technologies | Data Acq & Switch | M300 | M300 | 1 | LXI Data Acquisition / Switch Unit |  | Oct 26, 2015
Rohde & Schwarz | Spectrum Analyzer | FSW | FSW67 | 1 | Signal and Spectrum Analyzer 67 GHz | HiSlip | Oct 26, 2013
Rohde & Schwarz | Spectrum Analyzer | FSW | FSW43 | 1 | Signal and Spectrum Analyzer 43.5 GHz |  | Oct 26, 2012
Rigol Technologies | Spectrum Analyzer | DSA8xxx | DSA805 | 3 | Spectrum Analyzer 9 kHz - 500 MHz |  | Oct 26, 2011
|  |  | DSA810 |  | Spectrum Analyzer 9 kHz - 1 GHz
|  |  | DSA815 |  | Spectrum Analyzer 9 kHz - 1.5 GHz
Pickering | Modular Chassis | 60-106 | 60-106-001 | 2 | 6-Slot LXI/USB Modular Chassis | VXI-11 | Oct 25, 2019
60-106-002
Keysight Technologies | Attenuation Control Unit | J7201x Series | J7201C | 1 | Attenuation Control Unit | VXI-11 | Oct 25, 2019
CHYNG HONG ELECTRONIC Co | Power Supplies | DSP-HD | DSP-006-100HD | 52 | DSP-HD Power supplies Half Rack 750W |  | Oct 25, 2012
DSP-008-090HD
|  |  | DSP-012.5-060HD |  | DSP-HD Power supplies Half Rack 1.5kW
DSP-020-038HD
|  |  | DSP-030-025HD |  | DSP-HD Power supplies Full Rack 1.5kW
DSP-040-019HD
|  |  | DSP-050-015HD |  | DSP-HD Power supplies Full Rack 3kW
DSP-060-12.5HD
DSP-080-09.5HD
DSP-100-07.5HD
DSP-150-005HD
DSP-300-02.5HD
DSP-600-01.25HD
CHYNG HONG ELECTRONIC Co | Power Supplies | DSP-HR | DSP-006-100HR | 52 | DSP-HR Power supplies Half Rack 750W |  | Oct 25, 2012
DSP-008-090HR
|  |  | DSP-012.5-060HR |  | DSP-HR Power supplies Half Rack 1.5kW
DSP-020-038HR
|  |  | DSP-030-025HR |  | DSP-HR Power supplies Full Rack 1.5kW
DSP-040-019HR
|  |  | DSP-050-015HR |  | DSP-HR Power supplies Full Rack 3kW
DSP-060-12.5HR
DSP-080-09.5HR
DSP-100-07.5HR
DSP-150-005HR
DSP-300-02.5HR
DSP-600-01.25HR
Tektronix | Oscilloscopes | 70xxx | DPO72304DX | 6 | DPO/MSO 70000DX Scope Series |  | Oct 23, 2013
DPO72504DX
DPO73304DX
MSO72304DX
MSO72504DX
MSO73304DX
Pickering | Switch | 60-10x | 60-102 | 1 | 7 Slot Modular Switching Chassis |  | Oct 23, 2009
Update to LXI Class C V1.3 !
Keysight Technologies | LXI Trigger | E5818 | E5818A | 1 | LXI Class B Trigger Box | Event Messaging | Oct 22, 2007
Clock Synch 1588
Timestamped Data
Event Logs
Goepel | JTAG/Boundary Scan | SFX/xxx | SFX/LXI 1149 | 1 | JTAG/Boundary Scan Controller |  | Oct 22, 2007
B&K Precision Corporation | DC Power Supply | MPS Series | MPS1000 | 2 | Modular DC Power Supplies |  | Oct 21, 2024
MPS1001
Thurlby Thandar Instruments | Function / AWG | TG5xxx | TG5011 | 1 | 50MHz Function / AW Generator |  | Oct 21, 2009
DowKey Microwave | Switching | 4115-x | 4115-2/6-LNET | 1 | 2U Microwave switch matrix 2/6 SP6T |  | Oct 20, 2008
Keithley | Function / AWG | 3390 | 3390 | 1 | 50MHz Arbitrary Waveform Generator |  | Oct 20, 2008
Tektronix | Oscilloscopes | 5xxx | DPO5034B | 8 | MSO/DPO 5000B Scope Series |  | Oct 18, 2013
MSO5034B
DPO5054B
MSO5054B
DPO5104B
MSO5104B
DPO5204
MSO5204
Tektronix | Digitizer | LPD6X | LPD64 | 1 | 6 Series Low Profile Digitizer |  | Oct 17, 2019
Data Translation | Data Aquisition | DT88xx | DT8824 | 1 | Data Acquistion Module |  | Oct 16, 2010
Keysight Technologies | DMM | B298x | B2981A | 4 | Femto/ Picoammeter | HiSLIP | Oct 15, 2014
|  |  | B2983A |  |  | Ipv6
|  |  | B2985A |  | Electrometer/ High Resistance Meter
B2987A
Yokogawa | Oscilloscopes | DL6000 DSO | DL6054/C9 | 6 | DL6000 Series Oscilloscopes |  | Oct 15, 2009
DL6054/C12
DL6104/C9
DL6104/C12
DL61454/C9
DL6154/C12
Yokogawa | Oscilloscopes | DLM6000 MSO | DLM6054/C9 | 4 | DLM6000 Series Mixed Signal Oscilloscopes |  | Oct 15, 2009
DLM6054/C12
DLM6104/C9
DLM6104/C12
Rigol Technologies | Power Supplies | DP1116 | DP1116A | 1 | Digital Power Supply |  | Oct 14, 2009
LeCroy | Oscilloscopes | WM 800 | 804Zi | 8 | WaveMaster 8Zi Series Oscilloscopes |  | Oct 13, 2009
806Zi
808Zi
813Zi
816Zi
820Zi
825Zi
830Zi
LeCroy | Oscilloscopes | SDA 800 | SDA804Zi | 8 | DDA 8Zi Series Disk Drive Analyzer |  | Oct 13, 2009
SDA806Zi
SDA808Zi
SDA813Zi
SDA816Zi
SDA820Zi
SDA825Zi
SDA830Zi
LeCroy | Oscilloscopes | DDA 800 | DDA816Zi | 2 | SDA 8Zi Series Serial Data Analyzer |  | Oct 13, 2009
DDA825Zi
B&K Precision Corporation | DC Power Supply | MR Series | MR3K160120 | 5 | DC Power Supply |  | Oct 11, 2021
MR160120
MR25080
MR50040
MR100020
Keysight Technologies | ENA Network Analyzer | E5061B | E5061B | 1 | ENA Network Analyzer E5061B |  | Oct 11, 2021
Rohde & Schwarz | Signal Generators | AMU | AMU200A | 1 | Baseband Signal Generator |  | Oct 11, 2007
Pickering | Switching | 60-85x | 60-850 | 2 | Single Mode Optical MUX |  | Oct 10, 2007
|  |  | 60-851 |  | Multi Mode Optical MUX
Aeroflex | Signal Generators | 50701 | 50701 | 1 | Tunable LO / SigGen |  | Oct 10, 2007
Keysight Technologies | Power Meter | N191x -P | N1911A | 2 | P-Series Single Channel Power Meter |  | Oct 10, 2007
|  |  | N1912A |  | P-Series Dual Channel Power Meter
Keysight Technologies | Signal Source Analyzers | SSA-X Signal Source Analyzers | E5055A | 4 | SSX-X Signal Source Analyzers | VXI-11 | Oct 09, 2023
E5056A
E5057A
E5058A
VTI Instruments | LXI Bridge | EX2500 | EX2500 | 1 | LXI-VXI GigaBit Ethernet | Wired Trigger Bus | Oct 09, 2006
[5 empty] | Slot-0 Interface | Event Messaging
Clock Synch 1588
Timestamped Data
Event Logs
Keysight Technologies | Spectrum Analyzer | MXA | N9020A Opt 503 | 4 | MXA Signal Analyzer |  | Oct 09, 2006
|  |  | N9020A Opt 508 |  | 3.6 GHz
|  |  | N9020A Opt 513 |  | 8.4 GHz
|  |  | N9020A Opt 526 |  | 13.6 GHz
26.5 GHz
EADS North America Test and Services | Switching | 125x | 1257A | 1 | Microwave Switch Chassis |  | Oct 06, 2012
Keysight Technologies | Capacitance Meter | E498x | E4981A | 1 | Capacitance Meter 120Hz/1kHz/1MHz |  | Oct 06, 2008
Keithley | System Source Meter | 26xx | 2601A | 6 | Single Channel / Multi Channel |  | Oct 06, 2008
|  |  | 2602A |  | System Source Meter
2611A
2612A
2635A
2636A
Keysight Technologies | Spectrum Analyzer | CXA | CXA | 2 | Spectrum Analyzer 3.0 GHz |  | Oct 03, 2009
Spectrum Analyzer 7.5 GHz
Keysight Technologies | Spectrum Analyzer | PXA | PXA | 4 | Spectrum Analyzer 3.6 GHz |  | Oct 03, 2009
Spectrum Analyzer 8.4 GHz
Spectrum Analyzer 13.6 GHz
Spectrum Analyzer 26.5 GHz
VTI Instruments | Scanning/Measuring System | EX12xx | EX1202 | 8 | 2-Slot w/o DMM | Wired Trigger Bus | Oct 02, 2009
|  |  | EX1207 |  | 12 Matrix-Slot w/o DMM | Event Messaging
|  |  | EX1208 |  | 16-Slot w/o DMM | Clock Synch 1588
|  |  | EX1209 |  | 8 Slot - 6 Matrix-Slot w/o DMM | Timestamped Data
|  |  | EX1262 |  | 2-Slot with DMM | Event Logs
|  |  | EX1267 |  | 12 Matrix-Slot with DMM
|  |  | EX1268 |  | 16-Slot with DMM
|  |  | EX1269 |  | 8 Slot - 6 Matrix-Slot with DMM
Pickering | Switching | 60-75x | 60-750 | 2 | uW Switching Matrix - 10GHz |  | Oct 02, 2006
|  |  | 60-751 |  | uW Switching Matrix - 20GHz
Kikusui Electronics | Power Supplies | PXT series | PXT20K-500 | 3 | PXT series DC Power Supply | VXI-11 | Nov 30, 2023
|  |  | PXT20K-1000 |  |  | HiSLIP
PXT20K-1500
Siglent Technologies | Spectrum Analyzer | SSA5000A | SSA5083A | 2 | SSA5000A Spectrum Analyzer |  | Nov 30, 2023
SSA5085A
Keysight Technologies | ENA Vector Network Analyzers | E5061B | E5061B | 1 | ENA Network Analyzer |  | Nov 30, 2023
Keithley | System Source Meter | 2600 Series | 2601B | 13 | Source Meter Units | VXI-11 | Nov 30, 2022
2602B
2604B
2606B
2611B
2612B
2614B
2634B
2635B
2636B
2601B-Pulse
2651A
2657A
Beijing Aerospace Meas & Control Corp | Spectrum Analyzer | AMC98xx | AMC9801 | 1 | Spectrum Analyzer 3.0 GHz |  | Nov 30, 2011
Beijing Aerospace Meas & Control Corp | Signal Generators | AMC94xx | AMC9402 | 1 | RF Signal Generator 3.0 GHz |  | Nov 30, 2011
Beijing Aerospace Meas & Control Corp | DMM | AMC93xx | AMC9304 | 1 | 6½ Digit Multimeter |  | Nov 30, 2011
VTI Instruments / Ametek Programmable Power | Thermocouple Instrument | EX10xxB | EX1000B | 7 | Thermocouple and Voltage Instrument | Wired Trigger Bus | Nov 27, 2024
|  |  | EX1016B |  |  | Event Messaging
|  |  | EX1032B |  |  | Clock Synch 1588
|  |  | EX1048B |  |  | Timestamped Data
|  |  | EX1000B-TC |  |  | Event Logs
|  |  | EX1000B-51C |  |  | VXI-11
EX1044B
Keysight Technologies | Power Supplies | B29xx | B2961A | 2 | 1 Output | HiSlip | Nov 23, 2012
|  |  | B2962A |  | 2 Output Low Noise Power Source 210V | IPv6
Pickering | Switch | 60-10x | 60-104 | 1 | 2 Slot Modular Switching Chassis |  | Nov 21, 2016
Versatile Power | Power Supplies | BENCH | 30-33 XR | 5 | DC Power Supplies |  | Nov 20, 2017
|  |  | 50-20 XR |  | 600W
100-10 XR
200-5 XR
400-2.5 XR
Keysight Technologies | Signal Generators | UXG | N5191A | 2 | Signal Generator |  | Nov 20, 2015
20GHz
40GHz
Keysight Technologies | Network Analyzer | PNA | N5221A | 5 | VNA 13.5GHz | HiSLIP | Nov 18, 2013
|  |  | N5222A |  | VNA 26.5GHz | Ipv6
|  |  | N5224A |  | VNA 43.5GHz
|  |  | N5225A |  | VNA 50GHz
|  |  | N5227A |  | VNA 67GHz
Keysight Technologies | Network Analyzer | PNA-L | N5231A | 5 | VNA 13.5GHz | HiSLIP | Nov 18, 2013
|  |  | N5232A |  | VNA 20GHz | Ipv6
|  |  | N5234A |  | VNA 43.5GHz
|  |  | N5235A |  | VNA 50GHz
|  |  | N5239A |  | VNA 8.5GHz
Keysight Technologies | Network Analyzer | PNA-X | N5241A | 5 | VNA 13.5GHz | HiSLIP | Nov 18, 2013
|  |  | N5242A |  | VNA 26.5GHz | Ipv6
|  |  | N5244A |  | VNA 43.5GHz
|  |  | N5245A |  | VNA 50GHz
|  |  | N5247A |  | VNA 67GHz
Thurlby Thandar Instruments | Function / AWG | TG5xxx | TG5012A | 1 | 50MHz Function / AW Generator |  | Nov 18, 2013
Pickering | Switch | 60-722 | 60-722 | 1 | 75Ohm High Isolation RF Multiplexer |  | Nov 17, 2009
DowKey Microwave | Switching | 4111 | 4111-xx-LNET | 9 | 4U Cross bar LXI matrix |  | Nov 17, 2008
4111-xx-LNET-N
4111-xx-LNET-BNC
DowKey Microwave | Switching | 4114 | 4114-xx-LNET | 20 | 1.2U LXI matrix SP10T switches |  | Nov 17, 2008
|  |  | 4114-xy-LNET |  | 1U LXI matrix SP6T or SP8T switches
|  |  | 4114Y-xx-LNET |  | 1U LXI matrix SP6T 40 GHz switches
|  |  | 4114-x/X-LNET |  | 1U LXI matrix transfer switches
DowKey Microwave | Switching | 4115 | 4115-x/X-LNET | 29 | 2U LXI matrix transfer switches |  | Nov 17, 2008
|  |  | 4115-xx-LNET |  | 2U LXI matrix SP6T, SP8T or SP10T
DowKey Microwave | Switching | 4211 | 4211-xx-LNET | 9 | 4U (1xn) LXI matrix with switches and interconnect cables |  | Nov 17, 2008
DowKey Microwave | Switching | 4311 | 4311-xx-LNET | 12 | 4U LXI matrix SP10T switches |  | Nov 17, 2008
DowKey Microwave | Switching | 540x | 540x-LNET | 10 | Custom LXI matrices |  | Nov 17, 2008
Thurlby Thandar Instruments | Power Supplies | PLxxx | PL155-P | 4 | Single Output 15V, 5A Power Supply |  | Nov 17, 2008
|  |  | PL303-P |  | Single Output 30V, 3A Power Supply
|  |  | PL601-P |  | Single Output 60V, 1.5A Power Supply
|  |  | PL303QMD-P |  | Dual Output 30V, 3A Power Supply
LeCroy | Oscilloscopes | WP 7 Zi | WP 715 Zi | 5 | WavePro 7xx Zi Oscilloscopes |  | Nov 17, 2008
WP 725 Zi
WP 735 Zi
WP 740 Zi
WP 760 Zi
LeCroy | Oscilloscopes | SDA 7 Zi | SDA 725 Zi | 4 | WavePro SDA 7xx Zi |  | Nov 17, 2008
|  |  | SDA 735 Zi |  | Serial Data Analyzers
SDA 740 Zi
SDA 760 Zi
LeCroy | Oscilloscopes | DDA 7 Zi | DDA 735 Zi | 2 | WavePro DDA 7xx Zi |  | Nov 17, 2008
|  |  | DDA 760 Zi |  | Disk Drive Analyzers
Rohde & Schwarz | Audio Analyzer | UPV | UPV66 | 1 | Audio Analyzer |  | Nov 17, 2008
Rohde & Schwarz | Spectrum Analyzer | FSV | FSV3 | 4 | Signal and Spectrum Analyzer 3 GHz |  | Nov 17, 2008
|  |  | FSV7 |  | 7 GHz
|  |  | FSV13 |  | 13 GHz
|  |  | FSV30 |  | 30 GHz
Tektronix | Oscilloscopes | MSO4xxx | DPO4014B | 11 | MSO/DPO4000 Mixed Signal Scope Series |  | Nov 15, 2014
DPO4034B
DPO4054B
DPO4102B
DPO4102B-L
DPO4104B
DPO4104B-L
MSO4102B
MSO4102B-L
MSO4104B
MSO4104B-L
Tektronix | Oscilloscopes | MDO4xxx | MDO4014B-3 | 6 | MDO4000 Mixed Domain Scope Series |  | Nov 15, 2014
MDO4034B-3
MDO4054B-3
MDO4054B-6
MDO4104B-3
MDO4104B-6
Kikusui Electronics | Power Supplies | PWXxx | PWX750L | 6 | PWX Series DC Power Supplies | HiSlip | Nov 14, 2012
PWX750ML
PWX750LF
PWX750MLF
PWX1500L
PWX1500ML
Keithley | DMM | 7512 | DMM7512 | 1 | DMM 7512 Dual Digital Sampling Multimeter |  | Nov 12, 2018
Tektronix | Oscilloscopes | 4xxx | DPO4034B | 6 | MSO/DPO 4000 Scope Series |  | Nov 11, 2010
MSO4034B
DPO4054B
MSO4054B
DPO4104B
MSO4104B
Keysight Technologies | Oscilloscopes | 4xxx | DSO-X 4022A | 16 | DSO/MSO 4000 Scope Series | HiSLIP | Nov 10, 2017
|  |  | DSO-X 4024A |  |  | IPv6
DSO-X 4032A
DSO-X 4034A
DSO-X 4052A
DSO-X 4054A
DSO-X 4104A
DSO-X 41054
MSO-X 4022A
MSO-X 4024A
MSO-X 4032A
MSO-X 4034A
MSO-X 4052A
MSO-X 4054A
MSO-X 4104A
MSO-X 4154A
Keysight Technologies | Oscilloscopes | 3xxx | DSO-X 3012T | 20 | DSO/MSO 3000T Scope Series | HiSLIP | Nov 10, 2017
|  |  | DSO-X 3014T |  |  | IPv6
DSO-X 3022T
DSO-X 3024T
DSO-X 3032T
DSO-X 3034T
DSO-X 3052T
DSO-X 3054T
DSO-X 3102T
DSO-X 3104T
MSO-X 3012T
MSO-X 3014T
MSO-X 3022T
MSO-X 3024T
MSO-X 3032T
MSO-X 3034T
MSO-X 3052T
MSO-X 3054T
MSO-X 3102T
MSO-X 3104T
Keysight Technologies | Spectrum/Network Analyzers | N-Series | M8920A | 5 | Signal Analyzer | VXI-11 | Nov 09, 2022
|  |  | M90XA |  |  | HiSLIP
N9290A
N9420A
N9421A
Tektronix | Oscilloscopes | MSO5x | MSO54 | 3 | 4/6/8 Channel |  | Nov 08, 2017
|  |  | MSO56 |  | incl. (5-WIN)
|  |  | MSO58 |  | option
Keithley | Power Supplies | 228xS | 2281S-20-6 | 1 | DC Power Supply 20V-6A |  | Nov 06, 2015
Keysight Technologies | Oscilloscopes | 6xxx | DSO6102A | 16 | 6000 Series High Performance Portable Oscilloscopes |  | Nov 06, 2006
DSO6104A
DSO6052A
DSO6054A
DSO6032A
DSO6034A
DSO6012A
DSO6014A
MSO6102A
MSO6104A
MSO6052A
MSO6054A
MSO6032A
MSO6034A
MSO6012A
MSO6014A
Keysight Technologies | Oscilloscopes | 6000L | DSO6104L | 3 | 6000L Series Low Profile Oscilloscopes |  | Nov 06, 2006
DSO6054L
DSO6014L
Keithley | System Source Meter | 24xx | 2460 | 4 | Interactive SourceMeters |  | Nov 05, 2014
2460-NFP
2460-Rack
2460-NFP-Rack
Pickering | Switching | 65-110 | 65-110 | 1 | LXI Wideband Modular Chassis |  | Nov 05, 2012
AMETEK Programmable Power | Power Supplies | Compact i/iX | 75i/iX | 6 | 750 VA |  | Nov 05, 2009
|  |  | 1501i/iX |  | 1500 VA AC Power Supplies
|  |  | 2253i/iX |  | 750VA (per phase)
Keysight Technologies | Function / AWG | 811xx | 81150A | 1 | Pulse Function Arb Noise Generator |  | Nov 05, 2007
Rigol Technologies | Signal Generators | DSG8xx | DSG815 | 2 | 1.5GHz RF SigGen |  | Nov 04, 2015
|  |  | DSG830 |  | 3GHz RF SigGen
Thurlby Thandar Instruments | Electronic Load | LDH400 | LDH400P | 1 | 400W DC Electronic Load |  | Nov 03, 2017
Kikusui Electronics | Power Supplies | PMX | PMX18-2A | 9 | PMX Series DC Power Supplies | HiSLIP | Nov 03, 2014
PMX18-5A
PMX35-1A
PMX35-3A
PMX70-1A
PMX110-0.6A
PMX250-0.25A
PMX350-0.2A
PMX500-0.1A
LeCroy | Oscilloscopes | HDO4000 | HDO4022 | 12 | HDO4000 High Definition Oscilloscope |  | Nov 03, 2014
HDO4024
HDO4032
HDO4034
HDO4054
HDO4104
HDO4022-MS
HDO4024-MS
HDO4032-MS
HDO4034-MS
HDO4054-MS
HDO4104-MS
Keysight Technologies | Frequency Counter | 532xx | 53210A | 3 | RF Frequency Counter 350MHz |  | Nov 02, 2010
|  |  | 53220A |  | Universal Counter/Timer 350Mhz 100ps
|  |  | 53230A |  | Universal Counter/Timer 350MHz 20ps
Kikusui Electronics | Power Supplies | PATxxx | PAT20-200T | 1 | PAT-T Series DC Power Supplies |  | Nov 02, 2009
Keysight Technologies | Amplifier | 33502 | 33502A | 1 | 2-Channel Isolated Amplifier |  | Nov 02, 2009
Keysight Technologies | Audio Analyzer | 8903 | U8903A | 1 | Audio Analyzer |  | Nov 02, 2009
Keysight Technologies | Network Analyzer | ENA Network Analyzer | E5081A | 1 | ENA-X Network Analyzers | HiSLIP | May 30, 2023
VXI-11
Rohde & Schwarz | Oscilloscopes | RTO | RTO1044 | 3 | DSO 4GHz, 4 Channel |  | May 28, 2014
|  |  | RTO1004 |  | DSO 600MHz, 2 Channel
|  |  | RTO1002 |  | DSO 600MHz, 4 Channel
Rohde & Schwarz | Oscilloscopes | RTE | RTE1104 | 8 | DSO 1GHz, 4 Channel |  | May 28, 2014
|  |  | RTE1102 |  | DSO 1GHz, 2 Channel
|  |  | RTE1054 |  | DSO 500MHz, 2 Channel
|  |  | RTE1052 |  | DSO 500MHz, 4 Channel
|  |  | RTE1034 |  | DSO 350MHz, 2 Channel
|  |  | RTE1032 |  | DSO 350MHz, 4 Channel
|  |  | RTE1024 |  | DSO 200MHz, 2 Channel
|  |  | RTE1022 |  | DSO 200MHz, 4 Channel
ZTEC | Function / AWG | ZT5210 | ZT5211 | 2 | 2 Channel M-Class AWG |  | May 28, 2009
|  |  | ZT5212 |  | 4 Channel M-Class AWG
Keysight Technologies | Power Meter | N191x -A | N1913A | 2 | A-Series Single Channel Power Meter |  | May 28, 2009
|  |  | N1914A |  | A-Series Dual Channel Power Meter
Kikusui Electronics | Power Supplies | PCR-WEA/WEA2 Series | PCR1000WEA | 15 | PCR-WEA/WEA2 Series AC Power Supplies | VXI-11 | May 23, 2022
|  |  | PCR2000WEA |  |  | HiSLIP
|  |  | PCR3000WEA2 |  |  | IPv6
PCR6000WEA2
PCR6000WEA2R
PCR12000WEA2
PCR12000WEA2R
PCR18000WEA2
PCR18000WEA2R
PCR24000WEA2
PCR24000WEA2R
PCR30000WEA2
PCR30000WEA2R
PCR36000WEA2
PCR36000WEA2R
Thurlby Thandar Instruments | Power Supplies | CPX | CPX400SP | 1 | Single Output 60V 20A Pwr Supply |  | May 23, 2011
AMETEK Programmable Power | Power Supplies | XPF | XPF60-20SP | 1 | Single Output 60V 20A Pwr Supply |  | May 23, 2011
VTI Instruments | Thermocouple Instrument | EX1048 | EX1048A | 1 | 48 Channel Precision |  | May 22, 2006
Thermocouple Instrument
Keysight Technologies | High-Channel Density Prec. Src/Meas Unit Mainframe | High-Channel Density Prec. Src/Meas Unit Mainframe | PZ2100A | 1 | Benchtop SMU | HiSLIP | May 21, 2024
VXI-11
IPv6
Keysight Technologies | LCR Meters | Precision LCR Meter | E4980B | 2 | Precision LCR Meters | HiSLIP | May 21, 2024
|  |  | E4980BL |  |  | VXI-11
IPv6
Siglent Technologies | Function / AWG | SDG1000X Plus | SDG1022X Plus | 3 | SDG1000X Plus Arbitrary Waveform Generator |  | May 21, 2024
SDG1032X Plus
SDG1062X Plus
Rigol Technologies | Function / AWG | DG5xxx | DG5402 /A | 28 | Function/ Arbitrary Waveform Generator |  | May 20, 2010
|  |  | DG5352 /A |  | 1 Channel / 2 Channel
|  |  | DG5302 /A |  | 60/100/150/200/300/350/400MHz
DG5202 /A
DG5152 /A
DG5102 /A
DG5062 /A
DG5401 /A
DG5351 /A
DG5301 /A
DG5201 /A
DG5151 /A
DG5101 /A
DG5061 /A
Keysight Technologies | Power Supplies | RP79xx | RP7951A | 6 | Regenerative Power System | HiSLIP | May 19, 2017
|  |  | RP7952A |  |  | IPv6
RP7953A
RP7961A
RP7962A
RP7963A
Keysight Technologies | Function / AWG | 811xx | 81160A | 1 | Pulse Function Arb Noise Generator |  | May 19, 2011
Keysight Technologies | EMI Receiver | MXE | N9038A-508 | 2 | EMI Test Receiver 20Hz - 8.4GHz |  | May 16, 2011
|  |  | N9038A-526 |  | 20Hz - 26.5GHz
AMETEK Programmable Power | Power Supplies | AST | AST1501A1B | 1 | Asterion AC Power Source |  | May 15, 2018
Keysight Technologies | AC Power Supplies | AC680x | AC6801A | 4 | AC Source 500VA - 4kVA |  | May 15, 2014
AC6802A
AC6803A
AC6804A
Keysight Technologies | AC Power Supply | AC6900 Series | AC6903L | 8 | AC Power Supply | VXI-11 | May 14, 2021
AC6903H
AC6906L
AC6906H
AC6912L
AC6912H
AC6918L
AC6918H
Keithley | Source Measure Unit | 24xx | 2450 | 4 | Interactive SourceMeters | VXI-11 | May 14, 2019
2460
2461
2470
Giga-tronics | Switching | SCPM | SCPMII | 1 | Switch Chassis |  | May 13, 2015
Keysight Technologies | Signal Generators | V2920 | V2920-504/FPC | 6 | 4GHz RF Vector Signal Generator |  | May 12, 2010
|  |  | V2920-504/RPC |  | 6GHz RF Vector Signal Generator
V2920-504/SPI
V2920-506/FPC
V2920-506/RPC
V2920-506/SPI
Keysight Technologies | Signal Analyzer | V2820 | V2820-504/FPC | 6 | 4GHz RF Vector Signal Analyzer |  | May 12, 2010
|  |  | V2820-504/RPC |  | 6GHz RF Vector Signal Analyzer
V2820-504/SPI
V2820-506/FPC
V2820-506/RPC
V2820-506/SPI
Tabor | Function / AWG | WX | WX1281B | 6 | Single, Dual, Four Channel AWG |  | May 08, 2013
|  |  | WX1282B |  | 500MHz / 1GHz
WX1284
WX2181B
WX2182B
WX2184
Tabor | Function / AWG | WS | WS8351 | 2 | Single, Dual Channel AWG |  | May 08, 2013
|  |  | WS8352 |  | 350MHz
Rohde & Schwarz | Signal Generators | SMATE | SMATE200A | 1 | Vector Signal Generator 3/6GHz |  | May 08, 2006
Rohde & Schwarz | Signal Generators | SMU | SMU200A | 1 | Vector Signal Generator 3/6GHz |  | May 08, 2006
VTI Instruments | Thermocouple Instrument | EX10xx | EX1000A | 1 | Thermocouple and Voltage Instrument | Wired Trigger Bus | May 05, 2008
Event Messaging
Clock Synch 1588
Timestamped Data
Event Logs
Tektronix | Oscilloscopes | 7xxx | DPO7054C | 4 | DPO 7000 Scope Series |  | May 04, 2011
DPO7104C
DPO7254C
DPO7354C
Tektronix | Oscilloscopes | 70xxx | DPO/DSA70404C | 18 | DPO/DSA/MSO 70000 Scope Series |  | May 04, 2011
MSO70404C
DPO/DSA70604C
MSO70604C
DPO/DSA70804C
MSO70804C
DPO/DSA71254C
MSO71254C
DPO/DSA71604C
MSO71604C
DPO/DSA72004C
MSO72004C
Keysight Technologies | DC Power Supply | N5700 and N8700 Series | N5741A | 48 | DC Power Supply | IPv6 | May 02, 2023
|  |  | N5742A |  |  | VXI-11
N5743A
N5744A
N5745A
N5746A
N5747A
N5748A
N5749A
N5750A
N5751A
N5752A
N5761A
N5762A
N5763A
N5764A
N5765A
N5766A
N5767A
N5768A
N5769A
N5770A
N5771A
N5772A
N8731A
N8732A
N8733A
N8734A
N8735A
N8736A
N8737A
N8738A
N8739A
N8740A
N8741A
N8742A
N8751A
N8752A
N8753A
N8754A
N8755A
N8756A
N8757A
N8758A
N8759A
N8760A
N8761A
N8762A
Keysight Technologies | Oscilloscopes | 3xxx | DSO-X 3012T | 20 | DSO/MSO 3000T Scope Series | IPv6 | Mar 31, 2016
DSO-X 3014T
DSO-X 3022T
DSO-X 3024T
DSO-X 3032T
DSO-X 3034T
DSO-X 3052T
DSO-X 3054T
DSO-X 3102T
DSO-X 3104T
MSO-X 3012T
MSO-X 3014T
MSO-X 3022T
MSO-X 3024T
MSO-X 3032T
MSO-X 3034T
MSO-X 3052T
MSO-X 3054T
MSO-X 3102T
MSO-X 3104T
Thurlby Thandar Instruments | Power Supplies | PLxxx | PLH120-P | 2 | Single Output 120V, 0.75A Pwr Supply |  | Mar 31, 2010
|  |  | PLH250-P |  | Single Output 250V, 0.375A Pwr Supply
AMETEK Programmable Power | Power Supplies | XEL | XEL120-0.75P | 2 | Single Output 120V, 0.75A Pwr Supply |  | Mar 31, 2010
|  |  | XEL250-0.37P |  | Single Output 250V, 0.375A Pwr Supply
Keithley | System Source Meter | 26xx | 2651A | 2 | High Power |  | Mar 30, 2012
|  |  | 2657A |  | System Source Meter
Keysight Technologies | Impedance Analyzer | Impedance Analyzers | E4990A | 1 | Impedance Analyzer |  | Mar 28, 2024
Keysight Technologies | Network Analyzer | N9000 Series | N9000A | 26 | Network Analyzers | VXI-11 | Mar 28, 2022
|  |  | N9000B |  |  | HiSLIP
N9010A
N9010B
N9020A
N9020B
N9021B
N9030A
N9030B
N9032B
N9038A
N9038B
N9290A
N9040B
N9041B
N9042B
N9048B
N9420A
N9421A
SPN90003A SPN9026A
N8973B
N8974B
N8975B
N8976B
M90XA
Kepco | Power Supplies | KLN | KLN 6-100E - | 13 | 750 Watt Power Supply Models |  | Mar 28, 2013
KLN 600-1.25E
Kepco | Power Supplies | KLN | KLN 6-200E - | 13 | 1500 Watt Power Supply Models |  | Mar 28, 2013
KLN 600-2.5E
Kepco | Power Supplies | KLN | KLN 6-400E - | 13 | 3000 Watt Power Supply Models |  | Mar 28, 2013
KLN 600-5E
Keysight Technologies | Network Analyzer | ENA | E5071C | 5 | ENA Network Analyzer 4xx / 2xx |  | Mar 28, 2012
4.5 / 6.5 / 8.5 / 14 / 20 GHz
Rohde & Schwarz | Power Supplies | NGE100 | NGE102 | 2 | DC Power Supply 2 Channel | HiSLIP | Mar 27, 2017
|  |  | NGE103 |  | DC Power Supply 3 Channel | Event Logs
Thurlby Thandar Instruments | Power Supplies | TSX | TSX1820P | 2 | DC Power Supply 360W |  | Mar 27, 2017
|  |  | TSX3510P |  | DC Power Supply 350W
Keysight Technologies | Network Analyzer | PNA-X | N5241A | 3 | Network Analyzer 13.5GHz |  | Mar 23, 2010
|  |  | N5244A |  | Network Analyzer 43.5GHz
|  |  | N5245A |  | Network Analyzer 50GHz
Pickering | Switching | 60-710 | 60-711 | 1 | Dual 24x8 Video Matrix |  | Mar 20, 2006
Keysight Technologies | DMM | B298xB Series | B2981B | 4 | Electrometer / Hight Resistance Meter | HiSLIP | Mar 19, 2021
|  |  | B2983B |  |  | IPv6
B2985B
B2987B
Keysight Technologies | Impedance Analyzer | E499x | E4990A | 1 | Impedance Analyzer |  | Mar 19, 2021
Universal Switching Corporation | Switching | 256xEA | 2561EA01 | 1 | 256x256 Tristage Matríx |  | Mar 15, 2012
Single-Ended
Rohde & Schwarz | Spectrum Analyzer | FSW | FSW8 | 3 | Signal and Spectrum Analyzer 8 GHz |  | Mar 15, 2012
|  |  | FSW13 |  | 13.6 GHz
|  |  | FSW26 |  | 26.5 GHz
Keysight Technologies | Oscilloscopes | 2xxx | DSO-X 2002A | 12 | DSO/MSO 2000 Scope Series |  | Mar 15, 2011
DSO-X 2004A
DSO-X 2012A
DSO-X 2014A
DSO-X 2022A
DSO-X 2024A
MSO-X 2002A
MSO-X 2004A
MSO-X 2012A
MSO-X 2014A
MSO-X 2022A
MSO-X 2024A
Keysight Technologies | Oscilloscopes | 3xxx | DSO-X 3012A | 14 | DSO/MSO 3000 Scope Series |  | Mar 15, 2011
DSO-X 3014A
DSO-X 3024A
DSO-X 3032A
DSO-X 3034A
DSO-X 3052A
DSO-X 3054A
MSO-X 3012A
MSO-X 3014A
MSO-X 3024A
MSO-X 3032A
MSO-X 3034A
MSO-X 3052A
MSO-X 3054A
Magna-Power Electronics | Power Supplies | XR | XR5-375 - XR1000-2.0 | 16 | 2kW |  | Mar 13, 2013
|  |  | XR10-375 - XR1000-4.0 |  | 4kW XR Series Power Supplies
|  |  | XR16-375 - XR1000-6.0 |  | 6kW
|  |  | XR20-375 - XR1000-8.0 |  | 8kW
Magna-Power Electronics | Power Supplies | TS | TS5-900 - TS4000-1.2 | 77 | TS Series II Power Supplies |  | Mar 13, 2013
|  |  | TS10-900 - TS4000-2.4 |  | 5kW / 10kW /15 kW / 20 kW /
|  |  | TS16-900 - TS4000-3.6 |  | 25 kW / 30 kW / 45 kW
|  |  | TS16-1200 - TS4000-4.8 |  | LVHC
TS16-1500 - TS4000-6.0
TS16-1800 - TS4000-7.2
TS16-2700 - TS4000-10.8
TS5-1800 - TS10-2700
Magna-Power Electronics | Power Supplies | MS | MS16-1800 - MS4000-7.2 | 26 | MS Series II Power Supplies |  | Mar 13, 2013
|  |  | MS16-2700 - MS4000-10.8 |  | 5kW / 10kW / 30 kW /
|  |  | MS16-3600 - MS4000-14.4 |  | 45 kW / 60 kW / 75 kW
|  |  | MS16-4500 - MS4000-18 |  | LVHC
MS5-2700 - MS10-4500
Magna-Power Electronics | Power Supplies | MT | MT16-6000 - MT4000-24 | 26 | MT Series Power Supplies |  | Mar 13, 2013
|  |  | MT25-6000 - MT4000-36 |  | 100 kW / 150 kW / 250kW
MT40-6000 - MT4000-60
Magna-Power Electronics | Power Supplies | SL | SL5-250 -SL1000-1.5 | 54 | SL Series Power Supplies |  | Mar 13, 2013
|  |  | SL10-250 -SL1000-2.6 |  | 1.5kW / 2kW / 4kW
SL16-250 -SL1000-4
Yokogawa | Oscilloscopes | DL9000 | DL9040/C9 | 12 | DL9000 digital oscilloscopes |  | Mar 12, 2009
|  | DSO | DL9040/C12
DL9040L/C9
DL9040L/C12
DL9140/C9
DL9140/C12
DL9140L/C9
DL9140L/C12
DL9240/C9
DL9240/C12
DL9240L/C9
DL9240L/C12
Yokogawa | Oscilloscopes | DL9000 | DL9505L/C9 | 8 | DL9000 MSO oscilloscopes |  | Mar 12, 2009
|  | MSO | DL9505L/C12
DL9705L/C9
DL9705L/C12
DL9510L/C9
DL9510L/C12
DL9710L/C9
DL9710L/C11
Yokogawa | Oscilloscopes | SB5000 | SB5310L/C9 | 4 | SB5000 Vehicle Serial Bus Analyzer |  | Mar 12, 2009
SB5310L/C9
SB5710L/C12
SB5710L/C12
Keysight Technologies | Network Analyzer | ENA-L | E5063A | 1 | ENA-L Network Analyzer |  | Mar 10, 2021
C&H Technologies | LXI Event Detector | EM405-8x | EM405-8X106 | 2 | 64 Channel LXI Event Detector |  | Mar 10, 2008
|  |  | EM405-8X107 |  | 128 Channel LXI Event Detector
Keysight Technologies | Oscilloscopes | 9xxxx | DSO91304A | 6 | Infiniium 90000 Series High Performance Oscilloscopes |  | Mar 10, 2008
DSO91204A
DSO90804A
DSO90604A
DSO90404A
DSO90254A
Vitrek | DC Electronic Load | DL series | DL115 | 6 | DC Electronic Load |  | Mar 09, 2020
DL215
DL515
DL150
DL250
DL550
Tektronix | Oscilloscopes | MDO3xxx | MDO3012 | 10 | MDO 3000 Mixed Domain Scope Series |  | Mar 06, 2014
MDO3012
MDO3014
MDO3024
MDO3032
MDO3034
MDO3052
MDO3054
MDO3102
MDO3104
Keysight Technologies | LCR Meter | E498x | E4982A | 1 | Precision LCR Meter 1MHz - 3GHz |  | Mar 05, 2012
Keysight Technologies | Oscilloscopes | 7xxx | DSO7104B | 14 | 7000B Series High Performance Portable Oscilloscopes |  | Mar 05, 2010
DSO7052B
DSO7054B
DSO7032B
DSO7034B
DSO7012B
DSO7014B
MSO7104B
MSO7052B
MSO7054B
MSO7032B
MSO7034B
MSO7012B
MSO7014B
Keysight Technologies | Function / AWG | 336xx | 33611A | 4 | 1Ch 80MHz WG |  | Mar 04, 2014
|  |  | 33612A |  | 2Ch 80MHz WG
|  |  | 33621A |  | 1Ch 120MHz WG
|  |  | 33622A |  | 2Ch 120MHz WG
Kikusui Electronics | Power Supplies | PMX | PMX18-5 | 2 | PMX Series DC Power Supplies | HiSLIP | Mar 03, 2014
PMX35-3
Keysight Technologies | DMM | 3446x | 34465A | 2 | 6½ Digit DMM | HiSLIP | Mar 02, 2015
|  |  | 34470A |  | 7½ Digit DMM | Ipv6
Keysight Technologies | Oscilloscopes | 7xxx | DSO7012A | 4 | 7000 Series High Performance Portable Oscilloscopes |  | Mar 02, 2009
DSO7014A
MSO7012A
MSO7014A
Keysight Technologies | Network Analyzer | PNA | E8361C | 4 | PNA Network Analyzer 67 GHz |  | Mar 02, 2009
|  |  | E8362C |  | PNA Network Analyzer 20 GHz
|  |  | E8363C |  | PNA Network Analyzer 40 GHz
|  |  | E8364C |  | PNA Network Analyzer 50 GHz
Tegam | Power Meter | 1830 | 1830A | 1 | RF Power Meter |  | Mar 02, 2009
B&K Precision Corporation | DC Power Supply | 9140 Series | 9140 | 4 | DC Power Supply |  | Mar 01, 2021
9141
9140-GPIB
9141-GPIB
Data Translation | Sound and Vibration Measurement | DT8837 | DT8837 | 1 | 4 Channel Sound and Vibration measurement Module |  | Mar 01, 2010
Tektronix | Oscilloscopes | MSO5x | MSO054 | 3 | 4 Channel |  | Jun 30, 2017
|  |  | MSO056 |  | 6 Channel
|  |  | MSO058 |  | 8 Channel
Rigol Technologies | Spectrum Analyzer | DSA10xx | DSA1020 | 2 | Spectrum Analyzer 9kHz - 2GHz |  | Jun 30, 2010
|  |  | DSA1030 |  | Spectrum Analyzer 9kHz - 3GHz
Thurlby Thandar Instruments | Power Supplies | CPX | CPX400DP | 1 | Dual Output 60V 20A Pwr Supply |  | Jun 30, 2010
AMETEK Programmable Power | Power Supplies | XPF | XPF60-20DP | 1 | Dual Output 60V 20A Pwr Supply |  | Jun 30, 2010
AMETEK Programmable Power | Power Supplies | XG/XTR | XG/XTR 6-110.0 | 24 | Programmable DC Power Supplies |  | Jun 30, 2010
|  |  | XG/XTR 8-100.0 |  | XG Series / XT Series 850W
|  |  | XG/XTR 12-70.0 |  | 6V-600V, 110A - 1.4A
XG/XTR 20-42.0
XG/XTR 33-25.0
XG/XTR 40-21.0
XG/XTR 60-14.0
XG/XTR 80-10.5
XG/XTR 100-8.5
XG/XTR 150-5.6
XG/XTR 300-2.8
XG/XTR 600-1.4
AMETEK Programmable Power | Power Supplies | XTR 1700 | XG 6-220.0 | 12 | Programmable DC Power Supplies 1700W |  | Jun 30, 2010
|  |  | XG 8-200.0 |  | 6V-600V, 220A - 2.8A
XG 12-140.0
XG 20-84.0
XG 33-50.0
XG 40-42.0
XG 60-28.0
XG 80-21.0
XG 100-17.0
XG 150-11.2
XG 300-5.6
XG 600-2.8
VTI Instruments | Thermocouple Instrument | EX10xx | EX1016A | 2 | Thermocouple and Voltage Instrument | Wired Trigger Bus | Jun 30, 2008
|  |  | EX1032A |  |  | Event Messaging
Clock Synch 1588
Timestamped Data
Event Logs
Keysight Technologies | Solar Array Simulator | E4360 | E4360A | 1 | DC Solar Array Simulator |  | Jun 30, 2008
JDS Uniphase | Multiple Applic Platform | MAP | MAP-200 | 1 | Multiple Application Platform |  | Jun 30, 2008
perisens GmbH | Radome Measurement System | RMS | RMS-C | 2 | Radome Measurement System | HiSLIP | Jun 29, 2020
RMS-D
Pickering | Switching | 65-200 | 65-200 | 1 | LXI Modular Chassis |  | Jun 29, 2016
Spectrum | Digitizer | DN2.4xx | DN2.462-04 | 15 | 16Bit Digitizer |  | Jun 28, 2013
|  |  | DN2.462-08 |  | 4-8-16 Channels
|  |  | DN2.462-16 |  | 200kS/s, 1MS/s, 3MS/s, 10MS/s, 30MS/s
DN2.464-04
DN2.464-08
DN2.464-16
DN2.465-04
DN2.465-08
DN2.465-16
DN2.491-04
DN2.491-08
DN2.491-16
DN2.495-04
DN2.495-08
DN2.495-16
LXinstruments | Interface Module | KIT | LXI-Kit | 1 | Universal Interface Module |  | Jun 28, 2010
Pickering | Switching | 60-310 | 60-310 | 1 | High Voltage Matrix |  | Jun 28, 2007
Pickering | Switching | 60-510 | 60-510 | 1 | Low Thermal EMF Matrix |  | Jun 28, 2007
Thurlby Thandar Instruments | Source Measure Unit | SMU4001, SMU4201 | SMU4001 | 2 | Source Measure Unit |  | Jun 27, 2022
SMU4201
Rigol Technologies | Spectrum Analyzer | DSA8xxx | DSA832 | 2 | Spectrum Analyzer 3.2 GHz |  | Jun 27, 2014
|  |  | DSA875 |  | Spectrum Analyzer 7.5 GHz
LXinstruments | Interface Module | KIT | LXI-Kit2 | 1 | Universal Interface Module |  | Jun 26, 2016
Maury Microwave Corporation | Microwave Tuner | MT98x | MT981HL | 5 | High-Gamma Tuner 0.8-8 GHz |  | Jun 25, 2012
|  |  | MT981AL/BL/VL |  | High Power Tuner 0.25 - 8 GHz
|  |  | MT982 |  | 7mm Tuner 0.8-18 GHz
|  |  | MT983 |  | 3.5mm Tuner 2.0-26.5 GHz
|  |  | MT984 |  | 2.4mm Tuner 8.0-50 GHz
Chroma ATE Inc. | Power Supplies | 62000P | 62006P-30-80 | 12 | Programmable DC Power Supply |  | Jun 23, 2010
|  |  | 62006P-100-25 |  | 30/40/80/100/600V
|  |  | 62006P-300-8 |  | 120/100/60/50/25/8A
62012P-40-120
62012P-80-60
62012P-100-50
62012P-600-8
62024P-40-120
62024P-80-60
62024P-100-50
62024P-600-8
62050P-100-100
Keysight Technologies | Source Measure Unit | B29xx | B2901A | 4 | Precision SMU, 1CH, 5½ Digits |  | Jun 21, 2011
|  |  | B2902A |  | Precision SMU, 2CH, 5½ Digits
|  |  | B2911A |  | Precision SMU, 1CH, 6½ Digits
|  |  | B2912A |  | Precision SMU, 2CH, 6½ Digits
Keysight Technologies | Power Meter | 432 | N432A | 1 | Thermistor Power Meter |  | Jun 21, 2010
Keysight Technologies | DC Power Supply | N6700C power supplies | N6700C | 3 | DC Programmable Power Supplies | HiSLIP | Jun 20, 2024
|  |  | N6701C |  |  | VXI-11
N6702C
Keysight Technologies | Audio Analyzer | 8903 | U8903B | 1 | Audio Analyzer |  | Jun 20, 2014
Rohde & Schwarz | Signal Generators | SMJ | SMJ100A | 1 | Vector Signal Generator 3/6GHz |  | Jun 19, 2006
Single Channel
Kikusui Electronics | Power Supplies | PCR-WE/WE2 Series | PCR1000WE | 15 | PCR-WE/WE2 Series AC Power Supplies | HiSLIP | Jun 18, 2019
|  |  | PCR2000WE |  |  | VXI-11
|  |  | PCR3000WE2 |  |  | IPv6
PCR6000WE2R
PCR6000WE2
PCR12000WE2R
PCR12000WE2
PCR18000WE2R
PCR18000WE2
PCR24000WE2R
PCR24000WE2
PCR30000WE2R
PCR30000WE2
PCR36000WE2R
PCR36000WE2
Keysight Technologies | Network Analyzer | ENA-L | E5061B | 1 | ENA-L Network Analyzer, 5 Hz - 3 GHz |  | Jun 18, 2010
Update to LXI Class C V1.3 !
Rigol Technologies | Signal Generators | DSG30xx | DSG3030 | 2 | 3GHz RF SigGen |  | Jun 17, 2013
|  |  | DSG3060 |  | 6GHz RF SigGen
Keysight Technologies | DMM | 3446x | 34460A | 2 | 6½ Digital Multimeter |  | Jun 17, 2013
34461A
TDK-Lambda Japan | Power Supplies | SFL Series | SFL 120-60-300 | 4 | Electronic DC Load |  | Jun 16, 2022
SFL 500-12-300
SFL 120-180-1K
SFL 500-36-1K
Rigol Technologies | DMM | DM3058 | DM3058 | 1 | 5½ Digital Multimeter |  | Jun 16, 2008
Keysight Technologies | Network Analyzer | PNA-X | N5242A | 1 | Network Analyzer 26.5GHz |  | Jun 16, 2008
AMETEK Programmable Power | Power Supplies | RFP | RFP | 1 | ReFlex Power |  | Jun 16, 2008
Keysight Technologies | Network Analyzer | ENA | E5072A-245 | 2 | ENA Network Analyzer, 4.5GHz |  | Jun 15, 2011
|  |  | E5072A-285 |  | ENA Network Analyzer, 8.5GHz
Rohde & Schwarz | Oscilloscopes | RTO | RTO2002 | 9 | RTO2000 | HiSLIP | Jun 13, 2016
|  |  | RTO2004 |  | Scope Series
RTO2012
RTO2014
RTO2022
RTO2024
RTO2032
RTO2034
RTO2044
Rohde & Schwarz | Power Supplies | HMC80xx | HMC804x | 1 | Power Supply / Hameg |  | Jun 13, 2014
Chroma ATE Inc. | Power Supplies | 62000H | 62075H-30 | 41 | Programmable DC Power Supply |  | Jun 07, 2011
|  |  | 62050H-10 - 62050H-1000 |  | 10V-1000V
|  |  | 62100H-10 - 62100H-1000 |  | 5A - 1000A
62150H-10 - 62150H-1000
62050H-600S
62100H-600S
62150H-600S
62100H-1000S
62075H-30N
Keysight Technologies | Power Supplies | N87xx | N8731A - | 21 | 12 System DC Power Supplies |  | Jun 05, 2009
|  |  | N8742A |  | 8V … 600V, 3300 W
|  |  | N8754A - |  | 9 System DC Power Supplies
|  |  | N8762A |  | 20V … 600V, 5100 W
Rohde & Schwarz | Network Analyzer | ZVL | ZVL3-75 | 2 | Vector Network Analyzer, 3 GHz - 75Ω |  | Jun 05, 2009
|  |  | ZVL13 |  | Vector Network Analyzer, 13.5 GHz
Rohde & Schwarz | Spectrum Analyzer | FSV | FSV40 | 1 | Signal and Spectrum Analyzer 40 GHz |  | Jun 05, 2009
Keysight Technologies | Network Analyzer | E5080B | E5080B | 1 | E5080B Network Analyzer | HiSLIP | Jun 04, 2019
IPv6
VXI-11
Lambda | Power Supplies | GEN H | GENH 6-100… | 12 | Genesys™ Power Supplies |  | Jun 04, 2007
|  |  | GENH 600-1.3 |  | Half Rack - 750W, up to 100A
Lambda | Power Supplies | GEN 1U | GEN 6-100… | 25 | Genesys™ Power Supplies - 1U |  | Jun 04, 2007
|  |  | GEN 600-2.6 |  | 750W and 1.5kW, up to 200A
Lambda | Power Supplies | GEN 2U | GEN 8-400… | 12 | Genesys™ Power Supplies - 2U |  | Jun 04, 2007
|  |  | GEN 600-5.5 |  | 3.3kW, up to 400A
Lambda | Power Supplies | GEN 3U | GEN 7.5-1000… | 30 | Genesys™ Power Supplies - 3U |  | Jun 04, 2007
|  |  | GEN 600-25 |  | 10/15kW, up to 1,000A
Keysight Technologies | Signal Generators | MXG | N5183A | 1 | MXG Analog Signal Generator |  | Jun 02, 2008
20GHz, 31.8GHz, 40GHz
Pickering | Switch | 60-511 | 60-511 | 1 | EMR Low Thermal EMF Matrix |  | Jul 31, 2009
Pickering | Switching | 60-760 | 60-760 | 1 | HF Matrix (50 Ohm) |  | Jul 30, 2007
Pickering | Switching | 60-8x0 | 60-800 | 2 | 50Ω Microwave MUX (60-800) |  | Jul 30, 2007
|  |  | 60-820 |  | 75Ω Microwave MUX (60-820)
Rohde & Schwarz | Spectrum Analyzer | FSVR | FSVR7 | 4 | Real Time Spectrum Analyzer 7 GHz | HiSLIP | Jul 29, 2016
|  |  | FSVR13 |  | 13 GHz
|  |  | FSVR30 |  | 30 GHz
|  |  | FSVR40 |  | 40 GHz
Thurlby Thandar Instruments | Power Supplies | QLP | QL355P | 4 | Single Output 35V 5A DC Pwr Supply |  | Jul 29, 2011
|  |  | QL355TP |  | Triple Output 35V 5A DC Pwr Supply
|  |  | QL564P |  | Single Output 56V 4A DC Pwr Supply
|  |  | QL564TP |  | Triple Output 56V 4A DC Pwr Supply
AMETEK Programmable Power | Power Supplies | XDL | XDL35-5P | 4 | Single Output 35V 5A DC Pwr Supply |  | Jul 29, 2011
|  |  | XDL35-5TP |  | Triple Output 35V 5A DC Pwr Supply
|  |  | XDL56-4P |  | Single Output 56V 4A DC Pwr Supply
|  |  | XDL56-4TP |  | Triple Output 56V 4A DC Pwr Supply
Keysight Technologies | Data Aquisition | DAQ970A | DAQ970A | 1 | DAQ970A Data Aquisition System | HiSLIP | Jul 26, 2018
IPv6
VXI-11
Keysight Technologies | Oscilloscopes | 8xxx | DSO8064A | 4 | 8000 Infiniium Series General Purpose Lab Oscilloscopes |  | Jul 26, 2006
MSO8064A
DSO8104A
MSO8104A
Keysight Technologies | Oscilloscopes | 8xxxx | DSO81304A/B | 12 | DSO80000B Series Ultra-high Performance Infiniium Oscilloscopes |  | Jul 26, 2006
DSO81204A/B
DSO81004A/B
DSO80804A/B
DSO80604B
DSO80404B
DSO80304B
DSO80204B
Siglent Technologies | Function / AWG | SDG7000A | SDG7102A | 3 | SDG7000A Arbitrary Waveform Generator |  | Jul 23, 2023
SDG7032A
SDG7052A
AMETEK Programmable Power / VTI Instruments | Digitizer | EX1402 | EX1402 | 1 | 16 Channel Precision High Voltage (425Vmax) Isolated Instrument | Event Messaging | Jul 23, 2023
Clock Synch 1588
Timestamped Data
Event Logs
IPv6
CHYNG HONG ELECTRONIC Co | Switching | PDU Series | PDU1 | 10 | Programmable AC Power Distribution Unit | HiSLIP | Jul 22, 2019
PDU2
PDU3
PDU4
PDU5
PDU6
PDU7
PDU8
PDU9
PDU10
Pickering | Switch | 60-555 | 60-555 | 2 | High Density 512x4 EMR Matrix |  | Jul 21, 2009
|  |  | 60-556 |  | High Density 512x8 EMR Matrix
Kikusui Electronics | Power Supplies | PWR | PWR401L | 12 | PWR Series DC Power Supplies | HiSLIP | Jul 19, 2017
PWR401ML
PWR401MH
PWR401H
PWR801L
PWR801ML
PWR801MH
PWR801H
PWR1201L
PWR1201ML
PWR1201MH
PWR1201H
Universal Switching Corporation | Switching | C820 | C820 | 1 | Module for Switching |  | Jul 19, 2010
Kikusui Electronics | Electrical Safety Analyzer | TOS9300 Series | TOS9300 | 7 | Electrical Safety Analyzer | VXI-11 | Jul 15, 2024
|  |  | TOS9301 |  |  | HiSLIP
TOS9301PD
TOS9302
TOS9303
TOS9303LC
TOS9311
Keysight Technologies | Network Analyzer | E5063A | E5063A | 1 | ENA Vector Network Analyzer |  | Jul 14, 2023
Keysight Technologies | Signal Generators | MXG | N5162A | 2 | MXG ATE Vector Signal Generator |  | Jul 14, 2008
|  |  | N5161A |  | MXG ATE Analog Signal Generator
Keysight Technologies | Function / AWG | 332xx | 33210A | 1 | Function / AWG 10 MHz |  | Jul 14, 2008
Rigol Technologies | Function / AWG | DG10xx | DG1032Z | 6 | 30MHz |  | Jul 12, 2013
|  |  | DG1042Z |  | 40MHz 2 Chan
|  |  | DG1052Z |  | 50MHz Arbitrary
|  |  | DG1062Z |  | 60MHz Wavefrm
|  |  | DG1072Z |  | 70MHz Gen
|  |  | DG1082Z |  | 80MHz
Rohde & Schwarz | Spectrum Analyzer | FSVA | FSVA3 | 5 | Signal and Spectrum Analyzer 3 GHz | HiSLIP | Jul 11, 2016
|  |  | FSVA7 |  | 7 GHz
|  |  | FSVA13 |  | 13 GHz
|  |  | FSVA30 |  | 30 GHz
|  |  | FSVA40 |  | 40 GHz
Pickering | Switching | 60-801 | 60-801 | 1 | High Performance 6-Channel Multiplexer |  | Jul 09, 2018
Good Will Instrument | Spectrum Analyzer | GSP-93xx | GSP-9300 | 1 | Spectrum Analyzer 3 GHz |  | Jul 07, 2014
Rohde & Schwarz | Power Analyzer | HMC80xx | HMC8015 | 1 | Power Analyzer / Hameg |  | Jul 06, 2015
VTI Instruments | Data Aquisition | RX0xxx | RX0124 | 1 | Rugged Dynamic Strain | Event Messaging | Jul 05, 2015
[5 empty] | 128kSa/s | Clock Synch 1588
Timestamped Data
Ipv6
VTI Instruments | Data Aquisition | RX0xxx | RX0224 | 1 | Rugged Charge Amplifier | Event Messaging | Jul 05, 2015
[5 empty] | 128kSa/s | Clock Synch 1588
Timestamped Data
Ipv6
VTI Instruments | Data Aquisition | RX10xx | RX1032 | 1 | Rugged Thermocouple/Voltage | Event Messaging | Jul 05, 2015
[5 empty] | 1kSa/s | Clock Synch 1588
Timestamped Data
Ipv6
Hitech Group International Ltd | Function / AWG | HTLX37xx | HTLX3710 | 1 | Arbitrary Waveform Generator | Wired Trigger Bus | Jul 03, 2013
[5 empty] | 50MS/s | Event Messaging
Clock Synch 1588
Timestamped Data
Event Logs
Tektronix | Function / AWG | AWG7000x | AWG70001A | 2 | Arbitrary Waveform Generator |  | Jul 02, 2018
AWG70002A
Tektronix | Function / AWG | AWG52xx | AWG5202 | 3 | 2 Channel |  | Jul 02, 2018
|  |  | AWG5204 |  | 4 Channel
|  |  | AWG5208 |  | 8 Channel
Keysight Technologies | Power Meter | N8262 | N8262A | 1 | P-Series Dual Channel Power Meter |  | Jan 31, 2007
VTI Instruments | Scanning/Measuring System | EX12xx | EX1206 | 2 | 6-Slot Mainframe with DMM | Wired Trigger Bus | Jan 30, 2009
|  |  | EX1266 |  | 6-Slot Mainframe w/o DMM | Event Messaging
Clock Synch 1588
Timestamped Data
Event Logs
Keysight Technologies | Signal Generators | MXG | N5181A | 5 | MXG Analog Signal Generator | Event Messaging | Jan 30, 2009
|  |  | N5182A |  | MXG Vector Signal Generator | Clock Synch 1588
|  |  | N5183A |  | MXG Analog uW Signal Generator | Timestamped Data
Event Logs
Pickering | Switch | 60-311 | 60-311 | 1 | 2-Pole High Voltage Matrix |  | Jan 28, 2010
Rohde & Schwarz | Signal Analyzer | FSG | FSG8 | 2 | Signal Analyzer, 8.0 GHz |  | Jan 28, 2008
|  |  | FSG13 |  | 13.6 GHz
Keysight Technologies | Function / AWG | 811xx | 81180B | 1 | 4.6 GSa/s AWG |  | Jan 27, 2014
Rohde & Schwarz | Power Supplies | NGA | NGA101 | 4 | DC Power Supply 1 and 2 Channel | VXI-11 | Jan 25, 2022
|  |  | NGA141 |  |  | HiSLIP
NGA102
NGA142
perisens GmbH | Radar Target Simulator | RTS | dynRTS | 2 | Radar Target Simulator | HiSLIP | Jan 25, 2022
staRTS
ZTEC | Oscilloscopes | ZT46xx | ZT4628 | 2 | 2 Channel M-Class CASS-Option DSO |  | Jan 25, 2011
|  |  | ZT4629 |  | 4 Channel M-Class CASS-Option DSO
AMETEK Programmable Power | DC Power Source | Asterion DC Power Source Series | AST40-42 to AST60-125 | 12 | Asterion DC Power Source |  | Jan 24, 2019
Magna-Power Electronics | Electronic Load | ALx Series | ALx1.25-200-300 | 6 | DC Electronic Load |  | Jan 24, 2019
ALx1.25-500-125
ALx1.25-1000-37.5
ALx2.5-200-600
ALx2.5-500-250
ALx2.5-1000-75
Magna-Power Electronics | Electronic Load | ARx Series | ARx6.75-100-140 | 24 | DC Electronic Load |  | Jan 24, 2019
ARx6.75-200-70
ARx6.75-500-28
ARx6.75-1000-14
ARx13.5-100-280
ARx13.5-200-140
ARx13.5-500-56
ARx13.5-1000-28
ARx20.25-100-420
ARx20.25-200-210
ARx20.25-500-84
ARx20.25-1000-42
ARx27-100-560
ARx27-200-280
ARx27-500-112
ARx27-1000-56
ARx33.75-100-700
ARx33.75-200-350
ARx33.75-500-140
ARx33.75-1000-70
ARx40.5-100-840
ARx40.5-200-420
ARx40.5-500-168
ARx40.5-1000-84
Magna-Power Electronics | Electronic Load | WRx Series | WRx12.5-200-130 | 15 | DC Electronic Load |  | Jan 24, 2019
WRx12.5-500-52
WRx12.5-1000-26
WRx25-200-260
WRx25-500-104
WRx25-1000-52
WRx50-200-520
WRx50-500-208
WRx50-1000-108
WRx75-200-780
WRx75-500-312
WRx75-1000-156
WRx100-200-1040
WRx100-500-416
WRx100-1000-208
LeCroy | Oscilloscopes | HRO | HRO 66Zi | 2 | HRO High Resolution Oscilloscope |  | Jan 24, 2015
HRO 64Zi
LeCroy | Oscilloscopes | 6Zi | 640Zi | 6 | WaveRunner |  | Jan 24, 2015
|  |  | 625Zi |  | 400MHz - 4GHz
|  |  | 620Zi |  | Oscilloscopes
610Zi
606Zi
604Zi
Thurlby Thandar Instruments | Function / AWG | TG5xxx | TG5011A | 3 | 50MHz Single Channel |  | Jan 24, 2014
|  |  | TG2511A |  | 25MHz Single Channel
|  |  | TG2512A |  | 25MHz Dual Channel
Rohde & Schwarz | Oscilloscopes | MXO | MXO44 | 5 | Mixed Signal Oscilloscope | IPv6 | Jan 23, 2025
|  |  | MXO54 |  |  | HiSLIP
|  |  | MXO58 |  |  | VXI-11
MXO54C
MXO58C
Keithley | DMM | DMM7510 | 7510 | 4 | Digital Graphical Sampling Multimeter |  | Jan 23, 2015
7510-NFP
7510-RACK
7510-NFP-RACK
AMETEK Programmable Power | Power Supplies | DCS | DCS 1k | 12 | Power Supplies 1kW |  | Jan 23, 2006
AMETEK Programmable Power | Power Supplies | DCS | DCS 1.2k | 11 | Power Supplies 1.2 kW |  | Jan 23, 2006
AMETEK Programmable Power | Power Supplies | DCS | DCS 3k | 8 | Power Supplies 3 kW |  | Jan 23, 2006
AMETEK Programmable Power | Power Supplies | DLM | DLM 5-75 - | 9 | DC Power Supplies 600 W |  | Jan 23, 2006
DLM 300-2
Keysight Technologies | SI - IF Digitizer | N8221 | N8221A | 1 | 30MSa/s IF Digitizer | Wired Trigger Bus | Jan 23, 2006
Event Messaging
Clock Synch 1588
Timestamped Data
Event Logs
Keysight Technologies | SI - Downconverter | N8201 | N8201A | 1 | Performance Downconverter | Wired Trigger Bus | Jan 23, 2006
Event Messaging
Clock Synch 1588
Timestamped Data
Event Logs
Keysight Technologies | SI - Function / AWG | N824xx | N8241A | 2 | 15-bit Arbitray Waveform Gen | Wired Trigger Bus | Jan 23, 2006
|  |  | N8242A |  | 10-bit Arbitrary Wavform Gen | Event Messaging
Clock Synch 1588
Timestamped Data
Event Logs
Keysight Technologies | SI - Upconverter | N821xx | N8211A | 2 | Analog Upconverter | Wired Trigger Bus | Jan 23, 2006
|  |  | N8212A |  | Vector Upconverter | Event Messaging
Clock Synch 1588
Timestamped Data
Event Logs
Tektronix | Digitizer / Oscilloscopes | LPD6 series | LPD64/64B | 2 | 6 Series Low Profile Digitizer |  | Jan 21, 2025
Tektronix | Oscilloscopes | MSO 5/6 series | MSO54B | 6 | 5 and 6 Series B MSO Mixed Signal Oscilloscope |  | Jan 21, 2025
MSO56B
MSO58B
MSO64B
MSO66B
MSO68B
Keysight Technologies | Power Analyzer | N6705 | N6705C | 1 | DC Power Analyzer | HiSLIP | Jan 20, 2017
IPv6
Kikusui Electronics | Power Supplies | PATxxx | PAT40-200T | 14 | PAT-T Series DC Power Supplies |  | Jan 18, 2010
PAT20-400T
PAT60-133T
PAT160-50T
PAT650-12.3T
PAT30-266T
PAT80-100T
PAT350-22.8T
PAT250-32T
PAT500-16T
PAT850-9.4T
PAT60-67T
PAT160-25T
PAT40-100T
Kikusui Electronics | Power Supplies | PBZ | PBZ20-20 | 1 | PBZ Series Bipolar Power Supplies |  | Jan 18, 2010
PBZ40-10
Kikusui Electronics | Electronic Load | PXZ series | PXZ20K-500 | 3 | PXZ series Regenerative Electronic Load | HiSLIP | Jan 15, 2024
|  |  | PXZ20K-1000 |  |  | VXI-11
PXZ20K-1500
Pickering | Switch | 60-553 | 60-553-002 | 7 | EMR Matrix |  | Jan 15, 2015
|  |  | 60-553-003 |  | 256x4
|  |  | 60-553-004 |  | 384x4
|  |  | 60-553-005 |  | 512x4
|  |  | 60-553-006 |  | 640x4
|  |  | 60-553-007 |  | 768x4
|  |  | 60-553-008 |  | 896x4
1024x4
Keysight Technologies | Spectrum Analyzer | UXA | N9040B | 3 | UXA Signal Analyzer |  | Jan 15, 2015
8.4 GHz
13.6 GHz
26.5 GHz
Keysight Technologies | Network Analyzer | ENA | E5071C | 3 | ENA Network Analyzer, 8.5GHz |  | Jan 15, 2007
|  | ENA-L | E5061A |  | ENA-L Network Analyzer, 1.5GHz
|  |  | E5062A |  | ENA-L Network Analyzer, 3GHz
Keysight Technologies | Attenuator / Switch Drivers | 11713x series | 11713D | 2 | Attenuator/Switch Drivers | VXI-11 | Jan 14, 2020
11713E
Pickering | Switching | 60-552 | 60-552-001 - | 7 | High Density Expandable Matrix |  | Jan 14, 2008
|  |  | 60-552-007 |  | 64x16 to 64x64 EMR Matrices
Pickering | Switching | 60-600 | 60-600-001 - | 5 | 10 Amp 1 Pole Matrices |  | Jan 14, 2008
|  |  | 60-600-005 |  | Single 16x16 to Dual 32x4 Matrices
Good Will Instrument | Spectrum Analyzer | GSP-930 | GSP-930 | 1 | Spectrum Analyzer 3.0 GHz |  | Jan 13, 2012
Tektronix | Oscilloscopes | MSO 4 series | MSO4/4B | 4 | MSO4 B series 4/6 channel Oscilloscopes |  | Jan 11, 2024
Keysight Technologies | DC Power Supply | RP7970 and PV8920 Series | RP7972A | 4 | Regenerative Power System | HiSLIP | Jan 11, 2021
|  |  | RP7973A |  |  | IPv6
|  |  | PV8921A |  |  | VXI-11
PV8922A
Keysight Technologies | Power Supplies | N892x | N8920A | 8 | Autoranging System DC Power Supplies |  | Jan 10, 2014
-
N8929A
Keysight Technologies | Power Supplies | N893x | N8930A | 6 | Autoranging System DC Power Supplies |  | Jan 10, 2014
-
N8937A
Keysight Technologies | Power Supplies | N894x | N8940A | 8 | Autoranging System DC Power Supplies |  | Jan 10, 2014
-
N8949A
Keysight Technologies | Power Supplies | N895x | N8950A | 6 | Autoranging System DC Power Supplies |  | Jan 10, 2014
-
N8957A
Siglent Technologies | Digital Storage Oscilloscope | SDS800X HD | SDS802X HD | 6 | SDS800X HD Digital Storage Oscilloscope |  | Jan 09, 2024
SDS804X HD
SDS812X HD
SDS814X HD
SDS822X HD
SDS844X HD
Siglent Technologies | Digital Storage Oscilloscope | SDS1000X HD | SDS1072X HD | 6 | SDS1000X HD Digital Storage Oscilloscope |  | Jan 09, 2024
SDS1074X HD
SDS1102X HD
SDS1104X HD
SDS1202X HD
SDS1204X HD
Siglent Technologies | Digital Storage Oscilloscope | SDS2000X HD | SDS2104X HD | 4 | SDS2000X HD Digital Storage Oscilloscope |  | Jan 09, 2024
SDS2204X HD
SDS2354X HD
SDS2504X HD
Siglent Technologies | Digital Storage Oscilloscope | SDS3000X HD | SDS3034X HD | 3 | SDS3000X HD Digital Storage Oscilloscope |  | Jan 09, 2024
SDS3054X HD
SDS3104X HD
Siglent Technologies | Power Supplies | SPD4000X | SPD4306X | 3 | SPD4000X Power Supplies |  | Jan 09, 2024
SPD4121X
SPD4323X
AMETEK Programmable Power | Power Supplies | SGA | SGA40/125 to SGA600/50 | 60 | Sorensen Analog Control Programmable DC Power supplies 40V to 600V and 5kW to 30kW |  | Jan 08, 2007
AMETEK Programmable Power | Power Supplies | SGI | SGI40/125 to SGI600/50 | 60 | Sorensen Intelligent control Programmable DC power supplies 40V to 600V and 5kW to 30kW |  | Jan 08, 2007
AMETEK Programmable Power | Power Supplies | SFA | SFA60/83 to SFA160/188 | 18 | Sorensen Fast Slew Rate Programmable Current Source for laser diodes 60V to 160V 5kW to 30kW |  | Jan 08, 2007
Thurlby Thandar Instruments | Function / AWG | TGF4000 Family | TGF4042 | 4 | Dual Channel Function/Arbitrary Generator |  | Jan 07, 2019
TGF4082
TGF4162
TGF4242
AMETEK Programmable Power | DC Power Source | SGX DC Power Source Family | SGX10-400 to SGX1000-15 | 60 | SGX DC Power Source |  | Jan 07, 2019
Keysight Technologies | Oscilloscopes | 4xxx | DSO-X 4022A | 16 | DSO/MSO 4000 Scope Series | IPv6 | Jan 07, 2013
DSO-X 4024A
DSO-X 4032A
DSO-X 4034A
DSO-X 4052A
DSO-X 4054A
DSO-X 4104A
DSO-X 41054
MSO-X 4022A
MSO-X 4024A
MSO-X 4032A
MSO-X 4034A
MSO-X 4052A
MSO-X 4054A
MSO-X 4104A
MSO-X 4154A
Acery Technologies | Digitizer | LM1413 | LM1413A | 1 | 64 Channel Scanning Digitizer |  | Jan 06, 2012
Thurlby Thandar Instruments | Power Supplies | CPX | CPX200DP | 1 | Dual Output 60V 10A Pwr Supply |  | Feb 28, 2014
AMETEK Programmable Power | Power Supplies | XPF | XPF60-10DP | 1 | Dual Output 60V 10A Pwr Supply |  | Feb 28, 2014
Keysight Technologies | Digital Multimeter | DM34460 | DM34460A | 2 | 6.5 Digit Digital Multimeter | HiSLIP | Feb 27, 2025
|  |  | DM34461A |  |  | VXI-11
IPv6
Rohde & Schwarz | Spectrum Analyzer | FSW | FSW8 | 4 | Signal and Spectrum Analyzer 8 GHz | HiSlip | Feb 27, 2013
|  |  | FSW13 |  | 13.6 GHz
|  |  | FSW26 |  | 26.5 GHz
|  |  | FSW43 |  | 43.5 GHz
Rigol Technologies | Oscilloscopes | DS2000 | DS2302 | 15 | Digital Oscilloscopes |  | Feb 27, 2012
|  |  | DS2202 |  | 2 Channel
|  |  | DS2102 |  | 300 MHz / 200 MHz
|  |  | DS2072 |  | 100 MHz / 70 MHz
|  |  | DS2052 |  | 50MHz
DS2302A
DS2202A
DS2102A
DS2072A
DS2052A
DS2302E
DS2202E
DS2102E
DS2072E
DS2052E
Rigol Technologies | Oscilloscopes | DS2000 | DS2302D | 10 | Mixed Signal Digital |  | Feb 27, 2012
|  |  | DS2202D |  | Oscilloscopes
|  |  | DS2102D |  | 2 Channel
|  |  | DS2072D |  | 300 MHz / 200 MHz
|  |  | DS2052D |  | 100 MHz / 70 MHz
|  |  | DS2302AD |  | 50MHz
DS2202AD
DS2102AD
DS2072AD
DS2052AD
Universal Switching Corporation | Switching | C3 | C3 | 1 | C3 Switch System Controller |  | Feb 26, 2015
Keysight Technologies | DMM | L4411 | L4411A | 1 | 6½ Digit Multimeter |  | Feb 26, 2007
Data Translation | Thermocouple, RTD, and Voltage Instrument | DT887x-xx | DT8871-08 | 12 | Thermocouple measurement instruments: |  | Feb 25, 2008
DT8871-16
|  |  | DT8871-24 |  | DT8871-xx (8,16,24,32,40, or 48 channels)
DT8871-32
|  |  | DT8871-40 |  | DT8872-xx (8,16,24,32,40, or 48 channels)
DT8871-48
DT8872-08
DT8872-16
DT8872-24
DT8872-32
DT8872-40
DT8872-48
Rigol Technologies | Oscilloscopes | DS 1xxxB | DS1204B | 1 | 4Channel 200MHz Dig. Oscilloscope |  | Feb 25, 2008
Rohde & Schwarz | Spectrum Analyzer | FSL | FSL18 | 1 | Spectrum Analyzer 18 GHz |  | Feb 25, 2008
Rohde & Schwarz | Network Analyzer | ZVA | ZVA50 | 1 | Network Analyzer 50 GHz |  | Feb 25, 2008
Keysight Technologies | Power Supplies | N67xx | N6700C | 3 | Modular Power System Mainframe | HiSLIP | Feb 24, 2017
|  |  | N6701C |  |  | IPv6
N6702C
Keysight Technologies | Current Waveform Analyzer | CX332x | CX3322A | 2 | Device Current Waveform Analyzer | HiSLIP | Feb 24, 2017
|  |  | CX3324A |  |  | IPv6
Keithley | System Source Meter | 24xx | 2461 | 4 | Interactive SourceMeters |  | Feb 23, 2016
2461-NFP
2461-Rack
2461-NFP-Rack
Pickering | Switching | 60-10x | 60-102 | 1 | Modular Switching Chassis |  | Feb 23, 2012
Update to LXI Class C V1.4 !
Rohde & Schwarz | Oscilloscopes | RTO | RTO1024 | 4 | DSO 2GHz, 4 Channel |  | Feb 22, 2011
|  |  | RTO1022 |  | DSO 2GHz, 2 Channel
|  |  | RTO1014 |  | DSO 1GHz, 4 Channel
|  |  | RTO1012 |  | DSO 1GHz, 2 Channel
Keysight Technologies | Wireless Comm Tester | EXT | E6607B | 1 | Wireless Communication Test Set |  | Feb 21, 2012
10 MHz - 3.6 GHz
Kikusui Electronics | Power Supplies | PATxxx | PAT30-266T 400V | 2 | PAT-T Series DC Power Supplies |  | Feb 21, 2011
PAT80-100T 400V
Siglent Technologies | Power Supplies | SPS5000X | SPS5051X | 16 | SPS5000X Power Supplies |  | Feb 20, 2024
SPS5041X
SPS5042X
SPS5043X
SPS5044X
SPS5045X
SPS5081X
SPS5082X
SPS5083X
SPS5084X
SPS5085X
SPS5161X
SPS5162X
SPS5163X
SPS5164X
SPS5165X
AMETEK Programmable Power | Asterion DC Multioutput Power Supply | ASM and ASA Series | ASM040040000 | 186 | Asterion DC Multioutput Power Supply |  | Feb 19, 2022
…
ASM400400400
ASA060060000
...
ASA400400400
Kikusui Electronics | Power Supplies | PBZ | PBZ20-20 | 4 | Bipolar Power Supplies |  | Feb 17, 2015
PBZ40-10
PBZ60-6.7
PBZ80-5
Kikusui Electronics | Power Supplies | PLZ | PLZ205W | 3 | Electronic Loads |  | Feb 17, 2015
PLZ405W
PLZ1205W
Magna-Power Electronics | Power Supplies | PQ | PQ5-600 - PQ1000-3 | 54 | PQ Series III Power Supplies |  | Feb 17, 2009
|  |  | PQ8-800 - PQ1000-6 |  | 3.3 kW / 6.6 kW / 10 kW
PQ10-900 - PQ1000-10
Magna-Power Electronics | Power Supplies | TS | TS16-900 - TS1000-15 | 80 | TS Series II Power Supplies |  | Feb 17, 2009
|  |  | TS16-1200 - TS1000-20 |  | 15 kW / 20 kW / 25 kW /
|  |  | TS16-1500 - TS1000-25 |  | 30 kW / 45 kW
TS16-1800 - TS1000-30
TS16-2700 - TS1000-45
Magna-Power Electronics | Power Supplies | MS | MS16-1800 - MS1000-30 | 64 | MS Series II Power Supplies |  | Feb 17, 2009
|  |  | MS16-2700 - MS1000-45 |  | 30 kW / 45 kW / 60 kW / 75 kW
MS16-3600 - MS1000-60
MS16-4500 - MS1000-75
Magna-Power Electronics | Power Supplies | MT | MT16-6000 - MT2500-40 | 39 | MT Series II Power Supplies |  | Feb 17, 2009
|  |  | MT25-6000 - MT2500-60 |  | 100 kW / 150 kW
Magna-Power Electronics | Power Supplies | DP | DP5-600 - DP500-6 | 110 | DP Tracking Dual Polarity Power Supplies |  | Feb 17, 2009
|  |  | DP8-800 - DP500-13 |  | 6.6 kW / 13.2 kW / 20 kW /
|  |  | DP10-900 - DP500-20 |  | 30 kW / 40 kW / 50 kW /
|  |  | DP16-900 - DP500-30 |  | 60 kW / 90 kW
DP16-1200 - DP500-40
DP16-1500 - DP500-50
DP16-1800 - DP500-60
DP16-2700 - DP500-90
Thurlby Thandar Instruments | Power Supplies | QPX 1200 | QPX1200-L | 1 | Single Output 60V, 50A Power Supply |  | Feb 17, 2009
AMETEK Programmable Power | Power Supplies | XEL | XEL30-3DP | 4 | Dual Output 30V, 3A Power Supply |  | Feb 17, 2009
|  |  | XEL30-3P |  | Single Output 30V, 3A Power Supply
|  |  | XEL15-5P |  | Single Output 15V, 5A Power Supply
|  |  | XEL60-1.5P |  | Single Output 60V, 1.5A Power Supply
Keysight Technologies | Spectrum Analyzer | MXA | N9020A | 4 | MXA Signal Analyzer |  | Feb 17, 2009
3.6 GHz
8.4 GHz
13.6 GHz
26.5 GHz
Keysight Technologies | Spectrum Analyzer | EXA | N9010A | 2 | EXA Signal Analyzer |  | Feb 17, 2009
32 GHz
44 GHz
Keithley | Signal Generators | 2910 | 2910-F | 4 | RF Vector Signal Generator |  | Feb 15, 2006
2910-FRK
2910-RRK
2910-R
Rohde & Schwarz | Signal Analyzer | FSQ | FSQ3 | 4 | Signal Analyzer 3 GHz |  | Feb 15, 2006
|  |  | FSQ8 |  | 8 GHz
|  |  | FSQ26 |  | 26 GHz
|  |  | FSQ40 |  | 40 GHz
Rohde & Schwarz | Spectrum Analyzer | FSP | FSP3 | 5 | Spectrum Analyzer 3 GHz |  | Feb 15, 2006
|  |  | FSP7 |  | 7 GHz
|  |  | FSP13 |  | 13 GHz
|  |  | FSP30 |  | 30 GHz
|  |  | FSP40 |  | 40 GHz
Rohde & Schwarz | Spectrum Analyzer | FSU | FSU3 | 5 | Spectrum Analyzer 3 GHz |  | Feb 15, 2006
|  |  | FSU8 |  | 8 GHz
|  |  | FSU26 |  | 26 GHz
|  |  | FSU46 |  | 46 GHz
|  |  | FSU50 |  | 50 GHz
Rohde & Schwarz | Spectrum Analyzer | FSL | FSL3 | 4 | Spectrum Analyzer 3GHz | Wired Trigger Bus | Feb 15, 2006
|  |  | FSL13 |  | 3 GHz with TG
|  |  | FSL6 |  | 6 GHz
|  |  | FSL16 |  | 6 GHz with TG
Keysight Technologies | Impedance Analyzer | E499x | E4991B | 1 | Impedance Analyzer |  | Feb 12, 2023
Keysight Technologies | Switching | L449x | L4490A | 2 | 2U RF Microwave Switching Platform |  | Feb 12, 2008
|  |  | L4491A |  | 4U RF Microwave Switching Platform
Keysight Technologies | Oscilloscopes | 7xxx | DSO7104A | 10 | 7000 Series High Performance Portable Oscilloscopes |  | Feb 12, 2008
DSO7052A
DSO7054A
DSO7032A
DSO7034A
MSO7104A
MSO7052A
MSO7054A
MSO7032A
MSO7034A
VTI Instruments | Switching | EX7xxx | EX7000 | 5 | 1U to 4U Modular | Wired Trigger Bus | Feb 12, 2008
|  |  | EX71HD |  | Microwave Switch Assemblies | Event Messaging
|  |  | EX71SF |  |  | Clock Synch 1588
|  |  | EX7300 |  |  | Timestamped Data
|  |  | EX7400 |  |  | Event Logs
Tektronix | Function / AWG | AWG50xx | AWG5002C | 3 | 2 Channel, 240 MHz Function/Arb |  | Feb 09, 2012
|  |  | AWG5004C |  | 2 Channel, 480 MHz Function/Arb
|  |  | AWG5012C |  | 4 Channel, 480 MHz Function/Arb
Tektronix | Function / AWG | AWG70xx | AWG7082C | 2 | 2 Channel, 3.2 GHz Function/Arb |  | Feb 09, 2012
|  |  | AWG7122C |  | 2 Channel, 4.8 GHz Function/Arb
Keysight Technologies | Optical Power Meter | N774x | N7744A | 2 | 4-Chan. Optical Multiport Powermeter |  | Feb 05, 2009
|  |  | N7745A |  | 8-Chan. Optical Multiport Powermeter
LeCroy | Oscilloscopes | SDA | SDA18000 | 13 | Serial Data Analyzers |  | Feb 05, 2009
SDA13000
SDA11000
SDA9000
SDA6020
SDA6000A
SDA5000A
SDA4020
SDA4000A
SDA3010
SDA6000A XXL
SDA5000A XXL
SDA4000A XXL
LeCroy | Oscilloscopes | DDA 5000 | DDA5005A | 3 | Disk Drive Analyzers |  | Feb 05, 2009
DDA3000
DDA5005A XXL
LeCroy | Oscilloscopes | WM 8000 | WM8620A | 11 | WaveMaster 8000A Series Oscilloscopes |  | Feb 05, 2009
WM8600A
WM8500A
WM8420A
WM8400A
WM8300A
WM8600A XXL
WM8500A XXL
WM8400A XXL
WM8300A XXL
WM8100A
LeCroy | Oscilloscopes | WP 7000 | WP7300A | 6 | WavePro 7000A Series Oscilloscopes |  | Feb 05, 2009
WP7200A
WP 7100A
WP7300A XXL
WP7200A XXL
WP7100A XXL
LeCroy | Oscilloscopes | VBA | VBA204Xi | 4 | Vehicle Bus Analyzers |  | Feb 05, 2009
VBA104Xi
VBA44Xi
VBA64Xi
LeCroy | Oscilloscopes | WR 6000 | WR6030A | 5 | WaveRunner 6000 Series Oscilloscopes |  | Feb 05, 2009
WR6050A
WR6051A
WR6100A
WR6200A
LeCroy | Oscilloscopes | WR Xi | WR44Xi | 6 | WaveRunner Xi Series Oscilloscopes |  | Feb 05, 2009
WR62Xi
WR64Xi
WR102Xi
WR104Xi
WR204Xi
LeCroy | Oscilloscopes | WS Xs | WS104MXs-A | 13 | WaveSurver Series Oscilloscopes |  | Feb 05, 2009
WS104Xs-A
WS64MXs-A
WS64Xs-A
WS64Xs-I-A
WS62Xs-A
WS44MXs-A
WS44Xs-A
WS44Xs-I-A
WS42Xs-A
WS24MXs-A
WS24Xs-A
WS24Xs-I-A
Keysight Technologies | Network Analyzer | E5080A | E5080A | 3 | Network Analyzer |  | Feb 01, 2015
4.5 / 6.5 / 9 GHz
Keysight Technologies | Data Acq & Switch | 34672 | 34972A | 1 | LXI Data Acquisition / Switch Unit |  | Feb 01, 2010
Keysight Technologies | DC Power Supply | N6700 series | N6700C | 4 | N6700 DC Power Supply | HiSLIP | Dec 23, 2019
|  |  | N6701C |  |  | VXI-11
|  |  | N6702C |  |  | IPv6
N6705C
Chroma ATE Inc. | Electronic Load | 63200A | 63202A-150-200 - | 36 | High Power DC Electronic Load |  | Dec 22, 2016
|  |  | 63224A-150-2000 |  | 150V-1200V
80A - 2000A
63202A-600-140 -
63224A-600-1680
63202A-1200-80 -
63224A-1200-960
Chroma ATE Inc. | Electronic Load | 63200E | 63202E-150-200 - | 36 | High Power DC Electronic Load |  | Dec 22, 2016
|  |  | 63224E-150-2000 |  | 150V-1200V
80A - 2000A
63202E-600-140 -
63224E-600-1680
63202E-1200-80 -
63224E-1200-960
Keysight Technologies | Signal Generators | EXG | N5171B | 3 | EXG Analog Signal Generator |  | Dec 22, 2013
|  |  | N5172B |  | EXG Vector Signal Generator
|  |  | N5173B |  | EXG Analog uW Signal Generator
Keysight Technologies | Signal Generators | MXG | N5181B | 3 | EXG Analog Signal Generator |  | Dec 22, 2013
|  |  | N5182B |  | EXG Vector Signal Generator
|  |  | N5183B |  | EXG Analog uW Signal Generator
Thurlby Thandar Instruments | Function / AWG | TG3xxx | TGF3082 | 2 | 80MHz Dual Channel AWG |  | Dec 20, 2017
|  |  | TGF3162 |  | 160MHz Dual Channel AWG
Tektronix | Oscilloscopes | 5xxx | DPO5034 | 8 | MSO/DPO 5000 Scope Series |  | Dec 20, 2010
MSO5034
DPO5054
MSO5054
DPO5104
MSO5104
DPO5204
MSO5204
EADS North America Test and Services | Source/Measure Switch System | 1830 | 1830 | 1 | Source/Measure Switch System |  | Dec 19, 2008
Pickering | Switch | 60-554 | 60-554-002 | 7 | High Density 64x16 EMR Matrix |  | Dec 19, 2008
|  |  | 60-554-003 |  | High Density 96x16 EMR Matrix
|  |  | 60-554-004 |  | High Density 128x16 EMR Matrix
|  |  | 60-554-005 |  | High Density 160x16 EMR Matrix
|  |  | 60-554-006 |  | High Density 192x16 EMR Matrix
|  |  | 60-554-007 |  | High Density 224x16 EMR Matrix
|  |  | 60-554-008 |  | High Density 256x16 EMR Matrix
Pickering | Switch | 60-10x | 60-102 | 2 | 7 Slot Modular Switching Chassis |  | Dec 19, 2008
|  |  | 60-103 |  | 18 Slot Modular Switching Chassis
Keysight Technologies | DMM | 3441x | 34410 | 2 | 6½ Digit Multimeter |  | Dec 19, 2005
34411
Keysight Technologies | Multifunction Mainframes | 34980 | 34980 | 1 | Switch/Measure Unit |  | Dec 19, 2005
Keysight Technologies | Signal Generators | UXG | N5193A | 2 | Signal Generator |  | Dec 18, 2014
20GHz
40GHz
Rigol Technologies | Power Supplies | DP8xx | DP831A | 14 | 3 Channel DC Power Supplies |  | Dec 18, 2012
|  |  | DP832A |  | 2 Channel DC Power Supplies
|  |  | DP821A |  | 1 Channel DC Power Supplies
|  |  | DP811A |  | 4 Channel DC Power Supplies
DP812A
DP813A
DP841A
DP831
DP832
DP821
DP811
DP812
DP813
DP841
Hitech Group International Ltd | Switch | HTLX29xx | HTLX2915 | 6 | 64 SPDT Switch |  | Dec 18, 2009
|  | HTLX30xx | HTLX2913 |  | 32 SPDT Switch
|  |  | HTLX2931 |  | 16 SPDT Switch
|  |  | HTLX3015 |  | 128 Multiplexer Switch
|  |  | HTLX3036 |  | 80 Channel 500VDC SPST Switch
|  |  | HTLX3036-1 |  | 80 Channel 1000VDC SPST Switch
Keysight Technologies | Power Meter and Sensor | L2051XA-L2063XA Series | L2051XA | 6 | L2051XA-L2063XA Power Meter and Sensor | VXI-11 | Dec 17, 2018
L2052XA
L2053XA
L2061XA
L2062XA
L2063XA
LeCroy | Oscilloscopes | HDO6000 | HDO6034 | 6 | HDO6000 High Definition Oscilloscope |  | Dec 16, 2014
HDO6054
HDO6104
HDO6034-MS
HDO6054-MS
HDO6104-MS
LeCroy | Oscilloscopes | HDO8000 | HDO8038 | 3 | HDO8000 High Definition Oscilloscope |  | Dec 16, 2014
HDO8058
HDO8108
Kikusui Electronics | Function / AWG | FGA | FGA5050 | 1 | Function/Arbitrary Waveform Generator |  | Dec 16, 2010
Tektronix | Oscilloscopes | MDO4xxx | MDO4024C | 4 | MDO 4000 Mixed Domain Scope Series |  | Dec 15, 2015
MDO4034C
MDO4054C
MDO4104C
Keysight Technologies | Precision Source/Measure Unit | B2900 Series | B2901BL | 6 | Precision Power/Measure Unit | HiSLIP | Dec 14, 2020
|  |  | B2901B |  |  | IPv6
B2902B
B2910BL
B2911B
B2912B
Keysight Technologies | Power Source | B2960 Series | B2961B | 2 | Power Source | HiSLIP | Dec 14, 2020
|  |  | B2962B |  |  | IPv6
RIGOL Technologies Co., Ltd. | Power Supplies | DP2000 | DP2031 | 1 | DC Precision Linear Power Supply | VXI-11 | Dec 13, 2024
RIGOL Technologies Co., Ltd. | Power Supplies | DP900 | DP932A | 3 | DC Precision Linear Power Supply | VXI-11 | Dec 13, 2024
DP932E
DP932U
Siglent Technologies | Digital Storage Oscilloscope | SDS2000X Plus | SDS2504X Plus | 10 | Digital Storage Oscilloscope |  | Dec 13, 2021
SDS2354X Plus
SDS2204X Plus
SDS2104X Plus
SDS2074X Plus
SDS2502X Plus
SDS2352X Plus
SDS2202X Plus
SDS2102X Plus
SDS2072X Plus
Beijing Aerospace Meas & Control Corp | Oscilloscopes | AMC93xx | AMC9305 | 1 | Scope 200Mamples/s |  | Dec 12, 2010
Beijing Aerospace Meas & Control Corp | Function / AWG | AMC94xx | AMC9403 | 1 | 15M Function Generator |  | Dec 12, 2010
Beijing Aerospace Meas & Control Corp | Switching | AMC96xx | AMC9600 | 1 | 128 Channel Switch |  | Dec 12, 2010
Pickering | Switching | 60-100 | 60-100 | 2 | 7 slot version |  | Dec 12, 2005
|  |  | 60-101 |  | 13 slot version
VTI Instruments | Digitizer | EX1403 Series | EX1403 | 2 | 16-Channel Strain Gauge Digitizer | Event Messaging | Dec 11, 2020
|  |  | EX1403A |  |  | Clock Synch 1588
Timestamped Data
Event Logs
IPv6
ZTEC | Spectrum Analyzer | ZT84xx | ZT8441 | 2 | 1 Channel M-Class Spectrum Analyzer |  | Dec 10, 2010
|  |  | ZT8442 |  | 2 Channel M-Class Spectrum Analyzer
Keysight Technologies | Impedance Analyzer | E4991B | E4991B | 1 | E4991B Impedance Analyzer |  | Dec 07, 2018
Teledyne LeCroy | Oscilloscopes | HDO4000 | HDO4104A | 20 | HDO4000 High-Definition Oscilloscopes | VXI-11 | Dec 06, 2024
HDO4054A
HDO4034A
HDO4024A
HDO4104
HDO4054
HDO4034
HDO4024
HDO4032
HDO4022
HDO4104A-MS
HDO4054A-MS
HDO4034A-MS
HDO4024A-MS
HDO4104-MS
HDO4054-MS
HDO4034-MS
HDO4024-MS
HDO4032-MS
HDO4022-MS
Teledyne LeCroy | Oscilloscopes | HDO6000 | HDO6104B | 18 | HDO6000 High-Definition Oscilloscopes | VXI-11 | Dec 06, 2024
HDO6054B
HDO6034B
HDO6104A
HDO6054A
HDO6034A
HDO6104
HDO6054
HDO6034
HDO6104B-MS
HDO6054B-MS
HDO6034B-MS
HDO6104A-MS
HDO6054A-MS
HDO6034A-MS
HDO6104-MS
HDO6054-MS
HDO6034-MS
Teledyne LeCroy | Oscilloscopes | HDO8000 | HDO8108A | 6 | HDO8000 High-Definition Oscilloscopes | VXI-11 | Dec 06, 2024
HDO8058A
HDO8038A
HDO8108
HDO8058
HDO8038
Teledyne LeCroy | Oscilloscopes | MDA8000 | MDA8108A | 6 | MDA8000 Motor Drive Analyzers | VXI-11 | Dec 06, 2024
MDA8058A
MDA8038A
MDA8108
MDA8058
MDA8038
Teledyne LeCroy | Oscilloscopes | HDO9000 | HDO9404 | 8 | HDO9000 High-Definition Oscilloscopes | VXI-11 | Dec 06, 2024
HDO9304
HDO9204
HDO9104
HDO9404-MS
HDO9304-MS
HDO9204-MS
HDO9104-MS
Teledyne LeCroy | Oscilloscopes | WS 510 | WS510 | 1 | WaveSurfer 510 Oscilloscopes | VXI-11 | Dec 06, 2024
Teledyne LeCroy | Oscilloscopes | WR 6Zi | WR640Zi | 12 | WaveRunner 400MHz – 4GHz Oscilloscopes | VXI-11 | Dec 06, 2024
WR625Zi
WR620Zi
WR610Zi
WR606Zi
WR604Zi
WR640MZi
WR625MZi
WR620MZi
WR610MZi
WR606MZi
WR604MZi
Teledyne LeCroy | Oscilloscopes | WR 8000 | WaveRunner8404 | 8 | WaveRunner 8000 Series Oscilloscopes | VXI-11 | Dec 06, 2024
WaveRunner8254
WaveRunner8104
WaveRunner8054
WaveRunner8404-MS
WaveRunner8254-MS
WaveRunner8104-MS
WaveRunner8054-MS
Teledyne LeCroy | Oscilloscopes | WR 9000 | WaveRunner9404 | 8 | WaveRunner 9000 Series Oscilloscopes | VXI-11 | Dec 06, 2024
WaveRunner9254
WaveRunner9104
WaveRunner9054
WaveRunner9404-MS
WaveRunner9254-MS
WaveRunner9104-MS
WaveRunner9054-MS
Teledyne LeCroy | Oscilloscopes | WR 8000HD | WR8208HD | 4 | WaveRunner 8000 High-Definition Oscilloscopes | VXI-11 | Dec 06, 2024
WR8108HD
WR8058HD
WR8038HD
Teledyne LeCroy | Oscilloscopes | MDA 8000HD | MDA8208HD | 4 | MDA 8000 High-Definition Motor Drive Analyzers | VXI-11 | Dec 06, 2024
MDA8108HD
MDA8058HD
MDA8038HD
Teledyne LeCroy | Oscilloscopes | WP 7 Zi | WP 715 Zi | 5 | WavePro 7xx Zi Oscilloscopes | VXI-11 | Dec 06, 2024
WP 725 Zi
WP 735 Zi
WP 740 Zi
WP 760 Zi
Teledyne LeCroy | Oscilloscopes | SDA 7 Zi | SDA 725 Zi | 4 | SDA 7xx Zi Serial Data Analyzers | VXI-11 | Dec 06, 2024
SDA 735 Zi
SDA 740 Zi
SDA 760 Zi
Teledyne LeCroy | Oscilloscopes | DDA 7 Zi | DDA725Zi | 3 | DDA 7xx Zi Disk Drive Analyzers | VXI-11 | Dec 06, 2024
DDA735Zi
DDA760Zi
Teledyne LeCroy | Oscilloscopes | WP HD | WP804HD | 10 | WavePro High-Definition Oscilloscopes | VXI-11 | Dec 06, 2024
WP604HD
WP404HD
WP254HD
WP104HD
WP804HD-MS
WP604HD-MS
WP404HD-MS
WP254HD-MS
WP104HD-MS
Teledyne LeCroy | Oscilloscopes | WM 8Zi | WM804Zi | 20 | WaveMaster 8Zi Series Oscilloscopes | VXI-11 | Dec 06, 2024
WM806Zi
WM808Zi
WM813Zi
WM816Zi
WM820Zi
WM825Zi
WM830Zi
WM836Zi
WM845Zi
WM804Zi-B
WM806Zi-B
WM808Zi-B
WM813Zi-B
WM816Zi-B
WM820Zi-B
WM825Zi-B
WM830Zi-B
WM836Zi-B
WM845Zi-B
Teledyne LeCroy | Oscilloscopes | SDA 8Zi | SDA804Zi | 18 | SDA 8Zi Series Serial Data Analyzer | VXI-11 | Dec 06, 2024
SDA806Zi
SDA808Zi
SDA813Zi
SDA816Zi
SDA820Zi
SDA825Zi
SDA830Zi
SDA845Zi
SDA804Zi-B
SDA806Zi-B
SDA808Zi-B
SDA813Zi-B
SDA816Zi-B
SDA820Zi-B
SDA825Zi-B
SDA830Zi-B
SDA845Zi-B
Teledyne LeCroy | Oscilloscopes | DDA 8Zi | DDA804Zi | 16 | DDA 8Zi Series Disk Drive Analyzer | VXI-11 | Dec 06, 2024
DDA806Zi
DDA808Zi
DDA813Zi
DDA816Zi
DDA820Zi
DDA825Zi
DDA830Zi
DDA804Zi-B
DDA806Zi-B
DDA808Zi-B
DDA813Zi-B
DDA816Zi-B
DDA820Zi-B
DDA825Zi-B
DDA830Zi-B
Teledyne LeCroy | Oscilloscopes | WM 8000HD | WaveMaster8650HD | 10 | WaveMaster 8000 High-Definition Oscilloscopes | VXI-11 | Dec 06, 2024
WaveMaster8590HD
WaveMaster8500HD
WaveMaster8330HD
WaveMaster8250HD
WaveMaster8200HD
WaveMaster8160HD
WaveMaster8130HD
WaveMaster8080HD
WaveMaster8060HD
Teledyne LeCroy | Oscilloscopes | SDA 8000HD | SDA8650HD | 10 | SDA 8000 High-Definition Serial Data Analyzer | VXI-11 | Dec 06, 2024
SDA8590HD
SDA8500HD
SDA8330HD
SDA8250HD
SDA8200HD
SDA8160HD
SDA8130HD
SDA8080HD
SDA8060HD
Teledyne LeCroy | Oscilloscopes | LM 9Zi | LM945MZi | 12 | LabMaster 9Zi Series Oscilloscopes | VXI-11 | Dec 06, 2024
LM936MZi
LM930MZi
LM920MZi
LM916MZi
LM913MZi
LM945MZi-A
LM936MZi-A
LM930MZi-A
LM920MZi-A
LM916MZi-A
LM913MZi-A
Teledyne LeCroy | Oscilloscopes | LM 10Zi | MCM-Zi-A | 18 | LabMaster 10Zi Series Oscilloscopes | VXI-11 | Dec 06, 2024
LM10-100Zi-A
LM10-65Zi-A
LM10-59Zi-A
LM10-50Zi-A
LM10-36Zi-A
LM10-30Zi-A
LM10-25Zi-A
LM10-20Zi-A
MCM-Zi
LM10-100Zi
LM10-65Zi
LM10-59Zi
LM10-50Zi
LM10-36Zi
LM10-30Zi
LM10-25Zi
LM10-20Zi
Keysight Technologies | Power Meter and Sensor | L2054XA - L2065XA Series | L2054XA | 5 | L2054XA - L2065XA and L2065XT | VXI-11 | Dec 05, 2019
L2055XA
L2064XA
L2065XA
L2065XT
Keysight Technologies | Power Supplies | N67xx | N6700B | 3 | Power Supply 400W |  | Dec 05, 2005
|  |  | N6701A |  | 600 W
|  |  | N6702A |  | 1200 W
Keysight Technologies | Power Supplies | N57xx | N5741A - | 24 | 12 Power Supply Models |  | Dec 05, 2005
|  |  | N5752A |  | 600 W … 780 W
|  |  | N5761A - |  | 12 Power Supply Models
|  |  | N5772A |  | 1080 W ...1560 W
Kepco | Power Supplies | KLP | KLP 10-200-1.2k | 7 | 7 Power Supply Models |  | Dec 04, 2006
|  |  | KLP 20-120-1.2k |  | 1200 Watt
KLP 36-60-1.2k
KLP 75-33-1.2k
KLP 150-16-1.2k
KLP 300-8-1.2k
KLP 600-4-1.2k
Textron Systems | Signal Generators | RFS340 | RFS340 | 1 | Signal Generator | Wired Trigger Bus | Aug 31, 2017
40GHz
Keysight Technologies | Power Supplies | N893x | N8937APV | 1 | Autoranging System DC Power Supplies |  | Aug 31, 2015
Keysight Technologies | Power Supplies | N895x | N8957APV | 1 | Autoranging System DC Power Supplies |  | Aug 31, 2015
Rohde & Schwarz | Spectrum Analyzer | FPS | FPS4 | 5 | Signal and Spectrum Analyzer 4GHz | HiSLIP | Aug 31, 2015
|  |  | FPS7 |  | 7 GHz
|  |  | FPS13 |  | 13.6 GHz
|  |  | FPS30 |  | 30 GHz
|  |  | FPS40 |  | 40 GHz
VTI Instruments | LXI-PXI Controller | EMX-2500 | EMX-2500 | 1 | LXI-PXI Controller | Event Messaging | Aug 30, 2013
Clock Synch 1588
Timestamped Data
Event Logs
Ipv6
Keysight Technologies | AC Power Supplies | 681x | 6811C | 3 | Advanced AC Source 375VA - 1.75kVA |  | Aug 28, 2017
6812C
6813C
Siglent Technologies | Digital Storage Oscilloscope | SDS5000X | SDS5000X | 1 | Digital Storage Oscilloscope |  | Aug 27, 2021
Keysight Technologies | Oscilloscope | nXR | MXR608A | 49 | Mixed Signal Oscilloscope | VXI-11 | Aug 27, 2021
|  |  | MXR604A |  |  | HiSLIP
MXR408A
MXR404A
MXR258A
MXR254A
MXR208A
MXR204A
MXR108A
MXR104A
MXR058A
MXR054A
EXR054A
EXR104A
EXR204A
EXR254A
EXR058A
EXR108A
EXR208A
EXR258A
UXR0134A
UXR0164A
UXR204A
UXR0254A
UXR0334A
UXR0402A
UXR0404A
UXR0502A
UXR0504A
UXR0592A
UXR0594A
UXR0702A
UXR0704A
UXR0252AP
UXR0254AP
UXR0402AP
UXR0404AP
UXR0592AP
UXR0594AP
UXR0702AP
UXR0704AP
UXR0802A
UXR0804A
UXR1002A
UXR1004A
UXR1102A
UXR1104A
UXR0051AP
UXR0104A
Keysight Technologies | Switching | 11713 | 11713B | 2 | Attenuator/Switch Driver |  | Aug 27, 2007
11713C
Keysight Technologies | Signal Analyzer | EXA | N9010A Opt 503 | 4 | EXA Signal Analyzer 3.6 GHz |  | Aug 27, 2007
|  |  | N9010A Opt 507 |  | 7.0 GHz
|  |  | N9010A Opt 513 |  | 13.6 GHz
|  |  | N9010A Opt 526 |  | 26.5 GHz
Keithley | Switching | 37xx | 3706 | 4 | Series 3700 | Event Messaging | Aug 27, 2007
| DMM |  | 3706-S |  | System Switch / Multimeter | Clock Synch 1588
|  |  | 3706-NFP |  |  | Timestamped Data
|  |  | 3706-SNFP |  |  | Event Logs
Rohde & Schwarz | Network Analyzer | ZVA | ZVA8 | 3 | Network Analyzer 8 GHz |  | Aug 27, 2007
|  |  | ZVA24 |  | 24 GHz
|  |  | ZVA40 |  | 40 GHz
Rohde & Schwarz | Network Analyzer | ZVB | ZVB4 | 4 | Network Analyzer 4GHz |  | Aug 27, 2007
|  |  | ZVB8 |  | 8 GHz
|  |  | ZVB14 |  | 14 GHz
|  |  | ZVB20 |  | 20 GHz
Pickering | Switching | 60-721 | 60-721-001 | 3 | 24 Channel 1GHz Video Multiplexer |  | Aug 25, 2008
|  |  | 60-721-002 |  | 48 Channel 1GHz Video Multiplexer
|  |  | 60-721-003 |  | 72 Channel 1GHz Video Multiplexer
Tektronix | Oscilloscopes | MSO5/6x Series | MSO54 | 4 | 4/6/8 Channel Oscilloscopes |  | Aug 24, 2020
|  |  | MSO56 |  | incl. (5/6-WIN) option
MSO58
MSO64
Pickering | Switching | 60-590 | 60-590-001 | 2 | High Density 40x20 Matrix |  | Aug 24, 2011
|  |  | 60-590-002 |  | High Density 40x40 Matrix
Keysight Technologies | Function / AWG | 335xx | 33509B | 8 | 1Ch 20MHz WG |  | Aug 22, 2012
|  |  | 33510B |  | 2Ch 20MHz WG
|  |  | 33511B |  | 1Ch 20MHz AWG
|  |  | 33512B |  | 2Ch 20MHz AWG
|  |  | 33519B |  | 1Ch 30MHz WG
|  |  | 33520B |  | 2Ch 30MHz WG
|  |  | 33521B |  | 1Ch 30MHz AWG
|  |  | 33522B |  | 2Ch 30MHz AWG
Keithley | Power Supplies | 228xS | 2280S-60-3 | 2 | DC Power Supply 60V-3A |  | Aug 21, 2014
|  |  | 2280S-32-6 |  | DC Power Supply 32V,-6A
Rohde & Schwarz | Spectrum Analyzer | FSW | FSW85 | 1 | Signal and Spectrum Analyzer 85 GHz | HiSLIP | Aug 20, 2015
Matsusada Precision | Power Supplies | VOL xx-xx | VOL6-100 - VOL6-500 | 105 | DC Power Supplies - Half Rack Size |  | Aug 20, 2013
|  |  | VOL7.5-1000 |  | 600 - 780W
|  |  | VOL8-600 |  | 2.4 kW
|  |  | VOL10-70 - VOL10-1000 |  | 3,4kW - 5.2kW
|  |  | VOL12.5-800 |  | 10kW - 15kW
VOL16-47.5 - VOL16-320
VOL20-38 - VOL20-500
VOL25-400
VOL30-25 - VOL30-333
VOL40-19 - VOL40-250
VOL50-200
VOL60-12.5 - VOL60-250
VOL80-9.5 - VOL80-187.5
VOL100-7.5 - VOL100-150
VOL125-80 - VOL125-120
VOL150-5 -VOL150-100
VOL200-3.8 - VOL200-75
VOL250-40 - VOL250-60
VOL300-2.5 - VOL300-50
VOL400-25 - VOL400-37.5
VOL500-1.5 - VOL500-30
VOL600-1.3 - VOL600-25
VOL650-1.2 - VOL650-7.7
Matsusada Precision | Power Supplies | VOLJxx-xx | VOLJ6-100 | 15 | DC Power Supplies - Half Rack Size |  | Aug 20, 2013
|  |  | VOLJ10-70 |  | 600 - 780W
|  |  | VOLJ16-47.5 |  | 2.4 kW
|  |  | VOLJ20-38 |  | 3,4kW - 5.2kW
|  |  | VOLJ30-25 |  | 10kW - 15kW
VOLJ40-19
VOLJ60-12.5
VOLJ80-9.5
VOLJ100-7.5
VOLJ150-5
VOLJ200-3.8
VOLJ300-2.5
VOLJ500-1.5
VOLJ600-1.3
VOLJ650-1.2
Matsusada Precision | Power Supplies | REKxx-xx | REK6-220 -REK6-530 | 64 | DC Power Supplies 5.5kW |  | Aug 20, 2013
REK8-600
REK10-150 - REK10-510
REK15-100 - REK15-340
REK20-80 - REK20-260
REK30-53 - REK30-180
REK35-45 -REK35-155
REK45-35 - REK45-120
REK60-26 - REK60-90
REK80-20 - REK80-68
REK100-16 - REK100-55
REK150-10 - REK150-36
REK200-8 - REK200-27
REK300-5.3 - REK300-18
REK500-3.2 - REK500-11
REK600-2.7 - REK600-9
REK650-2.5 - REK650-8.5
Matsusada Precision | Power Supplies | REKJxx-xx | REKJ6-130 - REKJ650-1.2 | 14 | Low Profile DC Power Supplies |  | Aug 20, 2013
Matsusada Precision | Power Supplies | PRKxx-xx | PRK6-220 -PRK6-530 | 65 | DC Power Supplies |  | Aug 20, 2013
PRK8-300 - PRK8-600
PRK10-150 - PRK10-510
PRK15-100 - PRK15-340
PRK20-80 - PRK20-260
PRK30-53 - PRK30-180
PRK35-45 -PRK35-155
PRK45-35 - PRK45-120
PRK60-26 - PRK60-90
PRK80-20 - PRK80-68
PRK100-16 - PRK100-55
PRK150-10 - PRK150-36
PRK200-8 - PRK200-27
PRK300-5.3 - PRK300-18
PRK500-3.2 - PRK500-11
PRK600-2.7 - PRK600-9
PRK650-2.5 - PRK650-8.5
Matsusada Precision | Power Supplies | PRKJxx-xx | PRKJ6-130 - PRKJ650-1.2 | 16 | DC Power Supplies |  | Aug 20, 2013
Thurlby Thandar Instruments | Power Supplies | QPX600 | QPX600DP | 1 | Dual Output 80V, 50A Power Supply |  | Aug 20, 2010
Keithley | Switching | 70xB | 707B | 2 | 6-Slot Switching Matrix |  | Aug 19, 2010
|  |  | 708B |  | Single Slot Switching Matrix
Tektronix | Oscilloscopes | TBS2xxx | TBS2072 | 4 | TBS2000 |  | Aug 17, 2016
|  |  | TBS2102 |  | Scope Series
TBS2074
TBS2104
Keysight Technologies | Power Sensors | U20xx | U2049XA | 1 | 33 GHz |  | Aug 17, 2016
Power Sensor
Keysight Technologies | Power Supplies | E361xx | E36102A | 5 | Programmable DC Power Supplies |  | Aug 17, 2015
E36103A
E36104A
E36105A
E36106A
Keithley | System Source Meter | 26xx | 2601B | 9 | Source Meter Units |  | Aug 17, 2012
|  |  | 2602B |  | Single/Dual Channel
|  |  | 2604B |  | 40V / 200V
2611B
2612B
2614B
2634B
2635B
2636B
Tektronix | Oszilloscopes | MDO3x Series | MDO32 | 2 | Mixed Signal Oscilloscope |  | Aug 13, 2019
MDO34
Tektronix | Oszilloscopes | MSO4x Series | MSO44 | 2 | Mixed Signal Oscilloscope |  | Aug 13, 2019
MSO46
Keysight Technologies | Capacitance Meters | Capacitance Meter | E4981B | 1 | Capacitance Meter | VXI-11 | Aug 12, 2024
IPv6
LXinstruments | Drawer Fixture | ADF | ADF | 1 | Advanced Drawer Fixture |  | Aug 11, 2009
ZTEC | Oscilloscopes | ZT4xxx | ZT4211 | 4 | 2 Channel M-Class Economy DSO |  | Aug 11, 2008
|  |  | ZT4212 |  | 4 Channel M-Class Economy DSO
|  |  | ZT4611 |  | 2 Channel M-Class Performance DSO
|  |  | ZT4612 |  | 4 Channel M-Class Performance DSO
Rigol Technologies | Oscilloscopes | DS1xxx | DS1074Z | 2 | 70MHz 4 Channel Digital Scope |  | Aug 10, 2013
|  |  | DS1104Z |  | 100MHz 4 Channel Digital Scope
Keithley | System Switch / DMM | 37xx | 3706A | 4 | DMM & Switch | Event Messaging | Aug 10, 2011
|  |  | 3706A-S |  | Switch only | Clock Synch 1588
|  |  | 3706A-NFP |  | DMM & Switch, no front panel | Timestamped Data
|  |  | 3706A-SNFP |  | Switch only, no front panel | Event Logs
Rigol Technologies | Spectrum Analyzer | DSA10xx | DSA1030A | 1 | Spectrum Analyzer 9kHz - 3GHz |  | Aug 10, 2009
Rohde & Schwarz | DMM | HMC80xx | HMC8012 | 1 | Digital Multimeter / Hameg |  | Aug 06, 2013
Keysight Technologies | Function / AWG | 335xx | 33521A | 2 | 1Channel 30MHz Func/AW Generator |  | Aug 03, 2010
|  |  | 33522A |  | 2Channel 30MHz Func/AW Generator
Keysight Technologies | Spectrum/Network Analyzers | N-Series | N5221B | 39 | Spectrum / Network Analyzers | VXI-11 | Aug 01, 2022
|  |  | N5222B |  |  | HiSLIP
N5224B
N5225B
N5227B
N5241B
N5242B
N5249B
N5244B
N5245B
N5247B
N5264B
N5231B
N5232B
N5239B
N5234B
N5235B
N9000A
N9000B
N9010A
N9010B
N9020A
N9020B
N9021B
N9030A
N9030B
N9032B
N9038A
N9038B
N9040B
N9041B
N9042B
N9048B
SPN90003A
SPN9026A
N8973B
N8974B
N8975B
N8976B
Keysight Technologies | Power Supplies | RP793X | RP7931A | 10 | Regenerative Power System | HiSLIP | Apr 30, 2018
|  | RP794X | RP7932A |  |  | IPv6
RP7933A
RP7935A
RP7936A
RP7941A
RP7942A
RP7943A
RP7945A
RP7946A
Keysight Technologies | Digitizer | L453x | L4532A | 2 | 20MSa/s Digitizer |  | Apr 30, 2009
L4534A
B&K Precision Corporation | DC Power Supply | MR Series | MR25080 | 3 | MR Series |  | Apr 26, 2020
MR50040
MR100020
TDK-Lambda | Power Supplies | G Series | G10-95 … G600-8.5 | 60 | Genesys+™ Programmable Power Supply Series 950W…5kW |  | Apr 26, 2018
TDK-Lambda | Power Supplies | GB Series | GB10-95 … GB600-8.5 | 60 | Genesys+™ Programmable Power Supply Series 950W…5kW |  | Apr 26, 2018
TDK-Lambda | Power Supplies | GH Series | GH10-95 … GH600-1.6 | 12 | Genesys+™ Programmable Power Supply Series 950W |  | Apr 26, 2018
TDK-Lambda | Power Supplies | GBH Series | GBH10-95 … GBH600-1.6 | 12 | Genesys+™ Programmable Power Supply Series 950W |  | Apr 26, 2018
TDK-Lambda | Power Supplies | GSP Series | GSP10-1000 … GSP600-25.5 | 24 | Genesys+™ Programmable Power Supply Series 10kW…15kW |  | Apr 26, 2018
TDK-Lambda | Power Supplies | GBSP Series | GBSP10-1000 … GBSP600-25.5 | 24 | Genesys+™ Programmable Power Supply Series 10kW…15kW |  | Apr 26, 2018
Rohde & Schwarz | Spectrum Analyzer | FSW | FSW50 | 1 | Signal and Spectrum Analyzer 50 GHz | HiSLIP | Apr 26, 2013
Kikusui Electronics | Power Supplies | PAN-E Series | PAN16-10E | 6 | PAN-E Series DC Power Supply | HiSLIP | Apr 25, 2020
|  |  | PAN35-5E |  |  | VXI-11
PAN16-18E
PAN35-10E
PAN16-30E
PAN35-20E
Keithley | System Source Meter | 260xx | 2601B | 10 | System Source Meter | VXI-11 | Apr 25, 2020
2602B
2604B
2611B
2612B
2614B
2634B
2635B
2636B
2610B Pulse
Thurlby Thandar Instruments | DMM | 1908 | 1908P | 1 | Multimeter |  | Apr 22, 2016
Pickering | Switching | 60-600 | 60-601-001 - | 7 | 10 Amp 2 Pole Matrices |  | Apr 22, 2010
|  |  | 60-601-007 |  | Single 16x16 to Dual 16x4 Matrices
Keysight Technologies | Spectrum Analyzer | UXA | N9041B | 1 | UXA Signal Analyzer |  | Apr 21, 2017
110 GHz
Rohde & Schwarz | Network Analyzer | ZVL | ZVL3 | 2 | Vector Network Analyzer, 3 GHz |  | Apr 21, 2008
|  |  | ZVL6 |  | Vector Network Analyzer, 6 GHz
Pickering | Switching | 60-550 | 60-550 | 2 | High Density 512x8 EMR Matrix |  | Apr 21, 2008
|  |  | 60-551 |  | High Density 512x4 EMR Matrix
Thurlby Thandar Instruments | Function / AWG | TG5xxx | TG2511 | 1 | 25MHz Function / AW Generator |  | Apr 20, 2010
Keithley | DMM | 65xx | DMM6500 | 2 | 6 1/2 Digit Multimeter |  | Apr 17, 2018
|  |  | DAQ6510 |  | Data Acquisition/Multimeter System
Keysight Technologies | Signal Source Analyzer | E5052 Series | E5052B | 1 | E5052B Signal Source Analyzer |  | Apr 17, 2018
Keysight Technologies | Function / AWG | 332xx | 33220A | 1 | Function / AWG 20 MHz |  | Apr 17, 2006
Keysight Technologies | Baseband Generator & Channel Emulation | N5106 | N5106A | 1 | PXB MIMO Receiver Tester |  | Apr 16, 2009
Magna-Power Electronics | Power Supplies | XR | XR5-375 - XR1000-2.0 | 54 | 2kW |  | Apr 16, 2009
|  |  | XR10-375 - XR1000-4.0 |  | 4kW XR Series Power Supplies
|  |  | XR16-375 - XR1000-6.0 |  | 6kW
PICOTEST Corp. | Function / AWG | G5100 | G5100A | 1 | 50MHz Function / ARB Waveform Generator |  | Apr 16, 2009
Rigol Technologies | Power Supplies | DP1308 | DP1308A | 1 | Digital Power Supply |  | Apr 16, 2009
Pickering | Switching | 60-200 | 60-200 | 1 | Power Supply Sequencer |  | Apr 16, 2007
Keysight Technologies | Oscilloscopes | 5000 | DSO5052A | 6 | 5000 Series Oscilloscopes |  | Apr 16, 2007
DSO5054A
DSO5032A
DSO5034A
DSO5012A
DSO5014A
B&K Precision Corporation | DC Power Supply | 9140 and 9240 Series | 9140 | 10 | DC Power Supply |  | Apr 12, 2023
9141
9240
9241
9242
9140-GPIB
9141-GPIB
9240-GPIB
9241-GPIB
9242-GPIB
Keysight Technologies | ENA Network Analyzers | E5080B | E5080B | 1 | ENA Network Analyzer | HiSLIP | Apr 12, 2023
IPv6
VXI-11
Rohde & Schwarz | EMI Receiver | ESR | ESR3 | 3 | EMI Test Receiver 10Hz - 3.6GHz | HiSLIP | Apr 12, 2016
|  |  | ESR7 |  | 10Hz - 7 Ghz
|  |  | ESR26 |  | 10Hz - 26.5GHz
Rohde & Schwarz | EMI Receiver | ESPR | ESPR3 | 2 | EMI Test Receiver 9kHz - 3.6GHz | HiSLIP | Apr 12, 2016
|  |  | ESPR7 |  | 9kHz - 7 Ghz
Rohde & Schwarz | EMI Receiver | ESW | ESW8 | 3 | EMI Test Receiver 2Hz - 3.6GHz | HiSLIP | Apr 12, 2016
|  |  | ESW26 |  | 2Hz - 26.5Ghz
|  |  | ESW44 |  | 2Hz - 44Ghz
Rohde & Schwarz | Phase Noise Analyzer | FSWP | FSWP8 | 3 | 1MHz - 8 GHz | HiSLIP | Apr 12, 2016
|  |  | FSWP26 |  | 1MHz - 26.5 Ghz
|  |  | FSWP50 |  | 1MHz - 50 Ghz
Siglent Technologies | Digital Storage Oscilloscope | SDS6000A | SDS6000A | 1 | Digital Storage Oscilloscope |  | Apr 11, 2022
Keysight Technologies | Power Supplies | E3631x | E36312A | 2 | Programmable DC Power Supplies |  | Apr 11, 2017
E36313A
Kikusui Electronics | Power Supplies | PXB Series | PXB20K-50 | 6 | PXB series Bidirectional DC Power Supply | HiSLIP | Apr 09, 2024
|  |  | PXB20K-100 |  |  | VXI-11
PXB20K-250
PXB20K-500
PXB20K-1000
PXB20K-1500
Universal Switching Corporation | Switching | 256xEA | 2560EA01 | 1 | 256x256 Tristage Matríx |  | Apr 09, 2012
Differential
Rohde & Schwarz | Signal Generators | AFQ | AFQ100A | 2 | I/Q Modulation Generator |  | Apr 08, 2009
|  |  | AFQ100B |  | UWB and I/Q Modulation Generator
Rigol Technologies | Oscilloscopes | DS 1xxxB | DS1062B | 5 | 2 Channel 60MHz |  | Apr 07, 2008
|  |  | DS1064B |  | 4 Channel 60MHz
|  |  | DS1102B |  | 2 Channel 100MHz Dig. Oscilloscopes
|  |  | DS1104B |  | 4 Channel 100MHz
|  |  | DS1202B |  | 2 Channel 200MHz
Keysight Technologies | Attenuation Control Units | J7211x | J7211A | 3 | Attenuation Control Unit |  | Apr 07, 2008
J7211B
J7211C
Rigol Technologies | Oscilloscopes | DS6000 | DS6104 | 24 | Digital Oscilloscopes |  | Apr 06, 2010
|  |  | DS6064 |  | 4 Channel / 2 Channel
|  |  | DS6054 |  | 100MHz/200MHz/300MHz/
|  |  | DS6034 |  | 500MHz/600MHz/1GHz
DS6024
DS6014
DS6102
DS6062
DS6052
DS6032
DS6022
DS6012
DS6104D
DS6064D
DS6054D
DS6034D
DS6024D
DS6014D
DS6102D
DS6062D
DS6052D
DS6032D
DS6022D
DS6012D
Keysight Technologies | Power Supply | E36000 | E36154A | 2 | DC Power Supply | VXI-11 | Apr 05, 2022
E36155A
Keysight Technologies | DC Power Supply | RP7900 | RP7951A | 16 | Regenerative Power System | HiSLIP | Apr 05, 2020
|  |  | RP7952A |  |  | VXI-11
|  |  | RP7953A |  |  | IPv6
RP7961A
RP7962A
RP7963A
RP7931A
RP7932A
RP7933A
RP7935A
RP7936A
RP7941A
RP7942A
RP7943A
RP7945A
RP7946A
Keysight Technologies | DC Power Supply | N6900 – N7900 Series | N6950A | 24 | Advanced Power Supply | HiSlip | Apr 05, 2020
|  |  | N6951A |  |  | VXI-11
|  |  | N6952A |  |  | IPv6
N6953A
N6954A
N6970A
N6971A
N6972A
N6973A
N6974A
N6976A
N6977A
N7950A
N7951A
N7952A
N7953A
N7954A
N7970A
N7971A
N7972A
N7973A
N7974A
N7976A
N7977A
Pacific Power Source | AC Power Supplies | AFX | 390AFX-2L | 12 | AC Power Supply |  | Apr 05, 2016
|  |  | 390AFX-4L |  | AFX Series
3120AFX-2L
3120AFX-4L
3150AFX-2L
3150AFX-4L
3300AFX-2L
3300AFX-4L
3450AFX-2L
3450AFX-4L
3600AFX-2L
3600AFX-4L
Thurlby Thandar Instruments | Pulse Generators | TG3xxx | TGP3151 | 4 | 50MHz Single Channel |  | Apr 04, 2016
|  |  | TGP3121 |  | 25MHz Single Channel
|  |  | TGP3152 |  | 50MHz Dual Channel
|  |  | TGP3122 |  | 25MHz Dual Channel
Keysight Technologies | Switching & Control | L4400 | L4421A | 7 | 40-Channel Multiplexer |  | Apr 03, 2006
|  |  | L4433A |  | Dual/Quad 4x8 Reed Relais
|  |  | L4437A |  | 32-channel General Purpose Switch
|  |  | L4445A |  | Microwve Switch / Att Driver
|  |  | L4450A |  | 64-bit Digital I/O
|  |  | L4451A |  | 4-channel D/A Converter
|  |  | L4452A |  | Multifunction 32-bit DIO, 2-ch D/A
Keysight Technologies | Power Analyzer | N6705 | N6705A | 1 | DC Power Analyzer |  | Apr 02, 2007